## GI Interactive Queue (1)
Project # | Request Status | Queue Date | Withdrawn Date | Done Date | Appl In Service Date | Transmission Owner | County | County 2 | County 3 | State | Study Cycle | Study Group | Study Phase | Service Type | POI Name | Summer MW | Winter MW | Fuel | Generating Facility | Post GIA Status | Negotiated In Service Date | Decision Point 1 ERIS MW | Decision Point 1 NRIS MW | Decision Point 2 ERIS MW | Decision Point 2 NRIS MW | Fuel Types
J1000 | Done | 2018-03-12 |  | 2021-04-02 | 2021-10-01 | American Transmission Co. LLC | Grant County |  |  | WI | DPP-2018-APR | East (ATC) | GIA | NRIS | Nelson Dewey - Lancaster 138kV Line | 50 | 50 | Solar | Photovoltaic | In Service | 2023-03-27 | 50 | 50 | 50 | 50 | Battery Storage | 738
J1001 | Withdrawn | 2018-03-12 | 2021-03-09 |  | 2020-09-01 | NORTHERN STATES POWER COMPANY | Lincoln County |  |  | MN | DPP-2018-APR | West | GIA | NRIS | Buffalo Ridge 115kV Substation | 40 | 40 | Solar | Photovoltaic | Not Started |  | 40 | 40 | 0 | 0 | Co-gen | 0
J1002 | Done | 2018-03-12 |  | 2021-05-05 | 2021-10-01 | American Transmission Co. LLC | Waushara County |  |  | WI | DPP-2018-APR | East (ATC) | GIA | NRIS | Wautoma 138kV Switchyard | 99 | 99 | Solar | Photovoltaic | In Service | 2023-01-26 | 99 | 99 | 99 | 99 | Combined Cycle | 9
J1003 | Done | 2018-03-12 |  | 2021-05-05 | 2021-10-01 | American Transmission Co. LLC | Dodge County |  |  | WI | DPP-2018-APR | East (ATC) | GIA | NRIS | North Beaver Dam 69 kV Substation | 50 | 50 | Solar | Photovoltaic | In Service | 2023-06-06 | 50 | 50 | 50 | 50 | Combined-Cycle ‚Äì Steam Plant | 0
J1004 | Withdrawn | 2018-03-12 | 2018-11-01 |  | 2020-09-01 | METC | Mecosta County | Montcalm County |  | MI | DPP-2018-APR | East (ITC) | GIA | NRIS | Kenowa - Nelson Road 345kV Line Tap | 800 | 800 | Wind | Wind Turbine | Not Started |  | 0 | 0 | 0 | 0 | Combustion Turbine (Simple Cycle) | 0
J1005 | Withdrawn | 2018-03-12 | 2020-06-30 |  | 2021-09-01 | METC | Midland County | Saginaw County |  | MI | DPP-2018-APR | East (ITC) | GIA | NRIS | Murphy 345kV Substation | 200 | 200 | Solar | Photovoltaic | Not Started |  | 200 | 200 | 0 | 0 | Generating Facility | 0
J1006 | Withdrawn | 2018-03-12 | 2020-03-25 |  | 2020-09-01 | NORTHERN STATES POWER COMPANY | Brookings County |  |  | SD | DPP-2018-APR | West | GIA | NRIS | Brookings - Yankee 115kV Line Tap | 100 | 100 | Solar | Photovoltaic | Not Started |  | 0 | 0 | 0 | 0 | Hydroelectric | 0
J1007 | Done | 2018-03-12 |  | 2020-08-12 | 2021-09-01 | ENTERGY ARKANSAS, LLC | Crittenden County |  |  | AR | DPP-2018-APR | South | GIA | NRIS | Marion - Marked Tree 161kV Line Tap | 200 | 200 | Solar | Photovoltaic | Under Construction | 2023-06-01 | 200 | 200 | 180 | 180 | Nuclear | 8
J1008 | Withdrawn | 2018-03-12 | 2020-03-25 |  | 2020-09-01 | ITC MIDWEST | Faribault County |  |  | MN | DPP-2018-APR | West | GIA | NRIS | Blue Earth IPL - Blue Earth 69kV Line Tap | 50 | 50 | Solar | Photovoltaic | Not Started |  | 0 | 0 | 0 | 0 | Photovoltaic | 0
J1009 | Withdrawn | 2018-03-12 | 2020-05-19 |  | 2020-09-01 | American Transmission Co. LLC | Kenosha County | Racine County |  | WI | DPP-2018-APR | East (ATC) | GIA | NRIS | Pleasant Prairie - Racine 345kV Line Tap | 400 | 400 | Solar | Photovoltaic | Not Started |  | 400 | 400 | 0 | 0 | Piston (Engine), Internal Combustion (Diesel) | 0
J1010 | Withdrawn | 2018-03-12 | 2020-05-19 |  | 2020-09-01 | American Transmission Co. LLC | Kenosha County | Racine County |  | WI | DPP-2018-APR | East (ATC) | GIA | NRIS | Arcadian - Zion 345kV Line Tap | 400 | 400 | Solar | Photovoltaic | Not Started |  | 400 | 400 | 0 | 0 | Solar/Battery | 0
J1011 | Withdrawn | 2018-03-12 | 2020-05-19 |  | 2022-09-01 | American Transmission Co. LLC | Kenosha County | Racine County |  | WI | DPP-2018-APR | East (ATC) | GIA | NRIS | Arcadian - Zion 345kV Line Tap | 400 | 400 | Solar | Photovoltaic | Not Started |  | 400 | 400 | 0 | 0 | Solar/Wind | 0
J1012 | Withdrawn | 2018-03-12 | 2019-03-28 |  | 2021-09-01 | PRAIRIE POWER, INC. | Scott County |  |  | IL | DPP-2018-APR | Central | GIA | NRIS | Jacksonville Ind. Park - Winchester 138kV Line Tap | 100 | 100 | Solar | Photovoltaic | Not Started |  | 0 | 0 | 0 | 0 | Solar/Wind/Battery | 0
J1013 | Withdrawn | 2018-03-12 | 2019-12-02 |  | 2021-09-01 | METC | Branch County |  |  | MI | DPP-2018-APR | East (ITC) | GIA | NRIS | Batavia 138kV Substation | 80 | 80 | Solar | Photovoltaic | Not Started |  | 0 | 0 | 0 | 0 | Steam Turbine (including Nuclear, Geothermal and Solar Steam) | 0
J1014 | Withdrawn | 2018-03-12 | 2019-12-02 |  | 2021-09-01 | METC | Jackson County |  |  | MI | DPP-2018-APR | East (ITC) | GIA | NRIS | Tompkins - Blackstone 138kV Line | 80 | 80 | Solar | Photovoltaic | Not Started |  | 0 | 0 | 0 | 0 | Wind Turbine | 0
J1015 | Withdrawn | 2018-03-12 | 2019-03-27 |  | 2020-09-01 | METC | Otsego County |  |  | MI | DPP-2018-APR | East (ITC) | GIA | NRIS | Gaylord 138kV Substation | 80 | 80 | Solar | Photovoltaic | Not Started |  | 0 | 0 | 0 | 0 | Wind/Battery | 0
J1016 | Withdrawn | 2018-03-12 | 2020-01-06 |  | 2021-09-01 | Southern Indiana Gas & Electric Company d/b/a Vectren Energy Delivery of Indiana, Inc. | Gibson County |  |  | IN | DPP-2018-APR | Central | GIA | NRIS | Francisco - Toyota Z75 138kV Line Tap | 50 | 50 | Solar | Photovoltaic | Not Started |  | 0 | 0 | 0 | 0
J1017 | Withdrawn | 2018-03-12 | 2018-10-03 |  | 2021-09-01 | DUKE ENERGY INDIANA, LLC | Carroll County | White County |  | IN | DPP-2018-APR | Central | GIA | NRIS | Springboro 138 kV Substation | 125 | 125 | Wind | Wind Turbine | Not Started |  | 0 | 0 | 0 | 0
J1018 | Withdrawn | 2018-03-12 | 2018-10-03 |  | 2021-09-01 | DUKE ENERGY INDIANA, LLC | Miami County |  |  | IN | DPP-2018-APR | Central | GIA | NRIS | Peru South East - Greentown 230 kV Line Tap | 150 | 150 | Wind | Wind Turbine | Not Started |  | 0 | 0 | 0 | 0
J1019 | Withdrawn | 2018-03-12 | 2018-10-03 |  | 2021-09-01 | Ameren Missouri | Boone County |  |  | MO | DPP-2018-APR | Central | GIA | NRIS | Overton - McCredie 345 kV Line Tap | 150 | 150 | Wind | Wind Turbine | Not Started |  | 0 | 0 | 0 | 0
J1020 | Withdrawn | 2018-03-12 | 2020-01-24 |  | 2022-09-01 | COOPERATIVE ENERGY | Jasper County |  |  | MS | DPP-2018-APR | South | GIA | NRIS | Missionary 230kV Substation | 250 | 250 | Solar | Photovoltaic | Not Started |  | 250 | 250 | 0 | 0
J1021 | Withdrawn | 2018-03-12 | 2020-01-02 |  | 2021-09-01 | AMEREN ILLINOIS | Piatt County |  |  | IL | DPP-2018-APR | Central | GIA | NRIS | Goose Creek 345kV Switchyard | 200 | 200 | Wind | Wind Turbine | Not Started |  | 0 | 0 | 0 | 0
J1022 | Done | 2018-03-12 |  | 2021-10-12 | 2021-08-01 | AMEREN ILLINOIS | McLean County |  |  | IL | DPP-2018-APR | Central | GIA | ERIS | Weedman Substation 138kV Bus | 150 | 150 | Wind | Wind Turbine | In Service | 2022-05-27 | 150 | 150 | 150 | 0
J1023 | Withdrawn | 2018-03-12 | 2019-08-29 |  | 2021-07-31 | ENTERGY ARKANSAS, LLC | Mississippi County |  |  | AR | DPP-2018-APR | South | GIA | NRIS | Osceola - Wilson 161 kV Line Tap | 82 | 82 | Solar | Photovoltaic | Not Started |  | 0 | 0 | 0 | 0
J1024 | Withdrawn | 2018-03-12 | 2021-03-09 |  | 2022-09-30 | MIDAMERICAN ENERGY COMPANY | Nodaway County |  |  | MO | DPP-2018-APR | West | GIA | NRIS | Maryville - Clarinda 161 kV Line Tap | 200 | 200 | Wind | Wind Turbine | Not Started |  | 200 | 200 | 0 | 0
J1025 | Done | 2018-03-12 |  | 2022-04-04 | 2023-04-01 | AMEREN TRANSMISSION COMPANY OF ILLINOIS | Knox County |  |  | MO | DPP-2018-APR | Central | GIA | NRIS | Zachary - Maywood 345 kV Line Tap | 300 | 300 | Wind | Wind Turbine | Not Started | 2025-06-01 | 300 | 300 | 290 | 290
J1026 | Done | 2018-03-12 |  | 2022-04-01 | 2020-09-30 | Ameren Missouri | Audrain County | Ralls County |  | MO | DPP-2018-APR | Central | GIA | NRIS | Spencer Creek 345 kV Substation | 400 | 400 | Wind | Wind Turbine | Not Started | 2023-06-01 | 400 | 350 | 380 | 265
J1027 | Done | 2018-03-12 |  |  | 2021-01-02 | HOOSIER ENERGY | Pike County |  |  | IN | DPP-2018-APR | Central | GIA | NRIS | Ratts 161 kV Substation | 150 | 150 | Solar | Photovoltaic | Not Started | 2022-11-15 | 150 | 150 | 150 | 150
J1028 | Done | 2018-03-12 |  |  | 2021-01-02 | HOOSIER ENERGY | Pike County |  |  | IN | DPP-2018-APR | Central | GIA | NRIS | Ratts - Victory 161 kV Line Tap | 150 | 150 | Solar | Photovoltaic | Not Started | 2022-06-01 | 150 | 150 | 150 | 150
J1029 | Withdrawn | 2018-03-12 | 2019-03-13 |  | 2020-09-28 | ENTERGY LOUISIANA, LLC | East Feliciana Parish |  |  | LA | DPP-2018-APR | South | GIA | NRIS | Fancy Point 230 kV Substation | 200 | 200 | Solar | Photovoltaic | Not Started |  | 0 | 0 | 0 | 0
J1030 | Done | 2018-03-12 |  | 2020-10-22 | 2021-09-01 | ENTERGY TEXAS, INC. | Polk County |  |  | TX | DPP-2018-APR | South | GIA | ERIS | Poco - Menard 138kV Line Tao | 150 | 150 | Solar | Photovoltaic | In Service | 2023-01-23 | 150 | 0 | 150 | 0
J1031 | Withdrawn | 2018-03-12 | 2020-01-07 |  | 2020-10-01 | DUKE ENERGY INDIANA, LLC | Henry County |  |  | IN | DPP-2018-APR | Central | GIA | NRIS | Fall Creek - New Castle 138 kV Line Tap | 150 | 150 | Wind | Wind Turbine | Not Started |  | 0 | 0 | 0 | 0
J1032 | Withdrawn | 2018-03-12 | 2020-03-25 |  | 2021-10-31 | NORTHERN STATES POWER COMPANY | Wabasha County |  |  | MN | DPP-2018-APR | West | GIA | NRIS | Briggs Rd. - N. Rochester 345 kV Line Tap | 50 | 50 | Battery Storage | Battery Storage | Not Started |  | 0 | 0 | 0 | 0
J1033 | Withdrawn | 2018-03-12 | 2021-03-10 |  | 2021-10-31 | Ameren Missouri | Stoddard County |  |  | MO | DPP-2018-APR | Central | GIA | NRIS | Stoddard - Morely 161 kV Line Tap | 50 | 50 | Battery Storage | Battery Storage | Not Started |  | 50 | 50 | 0 | 0
J1034 | Done | 2018-03-12 |  | 2021-10-12 | 2021-10-31 | Ameren Missouri | Stoddard County |  |  | MO | DPP-2018-APR | Central | GIA | NRIS | Stoddard - Morley 161kV Line Tap | 225 | 225 | Solar | Photovoltaic | Under Construction | 2024-06-01 | 225 | 225 | 225 | 225
J1035 | Withdrawn | 2018-03-12 | 2018-10-15 |  | 2021-07-01 | AMEREN ILLINOIS | Washington County |  |  | IL | DPP-2018-APR | Central | GIA | NRIS | Fayetteville - Marigold 138 kV Line Tap | 75 | 75 | Solar | Photovoltaic | Not Started |  | 0 | 0 | 0 | 0
J1036 | Withdrawn | 2018-03-12 | 2019-02-15 |  | 2020-09-01 | Xcel Energy | Cottonwood County |  |  | MN | DPP-2018-APR | West | GIA | NRIS | Lakefield Generation SW 345kV Substation | 130 | 130 | Solar | Photovoltaic | Not Started |  | 0 | 0 | 0 | 0
J1037 | Withdrawn | 2018-03-12 | 2019-08-15 |  | 2021-10-01 | GREAT RIVER ENERGY | Murray County |  |  | MN | DPP-2018-APR | West | GIA | NRIS | Moon Lake 69kV Substation | 15 | 15 | Battery Storage | Battery Storage | Not Started |  | 0 | 0 | 0 | 0
J1038 | Withdrawn | 2018-03-12 | 2020-03-25 |  | 2020-09-01 | OTTER TAIL POWER COMPANY | Grant County |  |  | MN | DPP-2018-APR | West | GIA | ERIS | Grant Co. - E. Fergus Falls - Hoot Lake 115 kV Line Tap | 32.5 | 32.5 | Solar | Photovoltaic | Not Started |  | 0 | 0 | 0 | 0
J1039 | Withdrawn | 2018-03-12 | 2021-03-10 |  | 2021-10-31 | Ameren Missouri | Warren County |  |  | MO | DPP-2018-APR | Central | GIA | NRIS | Enon - Montogomery 345kV Line Tap | 50 | 50 | Battery Storage | Battery Storage | Not Started |  | 50 | 50 | 0 | 0
J1040 | Done | 2018-03-12 |  | 2022-02-07 | 2021-09-01 | MONTANA-DAKOTA UTILITIES CO. | McIntosh County |  |  | ND | DPP-2018-APR | West | GIA | NRIS | Wishek Junction 230 kV Substation | 250 | 250 | Wind | Wind Turbine | Under Construction | 2023-05-14 | 250 | 250 | 250 | 250
J1041 | Withdrawn | 2018-03-12 | 2020-03-25 |  | 2021-10-31 | ITC MIDWEST | Jackson County |  |  | MN | DPP-2018-APR | West | GIA | NRIS | Brewster - Heron Lake 161 kV Line | 20 | 20 | Battery Storage | Battery Storage | Not Started |  | 0 | 0 | 0 | 0
J1042 | Withdrawn | 2018-03-09 | 2023-08-09 | 2021-05-18 | 2021-09-01 | American Transmission Co. LLC | Walworth County |  |  | WI | DPP-2018-APR | East (ATC) | GIA | NRIS | North Lake Geneva 138kV Substation | 200 | 200 | Solar | Photovoltaic | Withdrawn | 2023-09-15 | 200 | 200 | 180 | 180
J1043 | Withdrawn | 2018-03-12 | 2023-02-09 | 2021-05-03 | 2021-06-13 | METC | Montcalm County |  |  | MI | DPP-2018-APR | East (ITC) | GIA | NRIS | Vergennes - Nelson Rd 345 kV Line Tap | 374.4 | 374.4 | Wind | Wind Turbine | Withdrawn | 2024-05-31 | 374.4 | 374.4 | 374.4 | 374.4
J1044 | Withdrawn | 2018-03-12 | 2019-10-24 |  | 2022-09-01 | American Transmission Co. LLC | Walworth County |  |  | WI | DPP-2018-APR | East (ATC) | GIA | NRIS | North Lake Geneva - Sugar Creek - Burlington 138kV Line Tap | 200 | 200 | Solar | Photovoltaic | Not Started |  | 0 | 0 | 0 | 0
J1045 | Done | 2018-03-12 |  | 2022-02-07 | 2021-10-31 | NORTHERN STATES POWER COMPANY | Murray County |  |  | MN | DPP-2018-APR | West | GIA | NRIS | Fenton - Chanarambie 115kV Line Tap | 20 | 20 | Battery Storage | Battery Storage | Under Construction | 2024-07-30 | 20 | 20 | 20 | 20
J1046 | Withdrawn | 2018-03-12 | 2019-11-21 |  | 2020-10-31 | ITC MIDWEST | Washtenaw County |  |  | MI | DPP-2018-APR | East (ITC) | GIA | NRIS | Majestic - Lemoyne 345 kV Line Tap | 50 | 50 | Battery Storage | Battery Storage | Not Started |  | 0 | 0 | 0 | 0
J1047 | Withdrawn | 2018-03-12 | 2019-10-24 |  | 2022-09-01 | American Transmission Co. LLC | Walworth County |  |  | WI | DPP-2018-APR | East (ATC) | GIA | NRIS | North Lake Geneva - Sugar Creek - Burlington 138kV Line Tap | 200 | 200 | Solar | Photovoltaic | Not Started |  | 0 | 0 | 0 | 0
J1048 | Withdrawn | 2018-03-12 | 2019-03-28 |  | 2020-09-01 | METC | Mecosta County | Montcalm County |  | MI | DPP-2018-APR | East (ITC) | GIA | NRIS | Vergennes - Nelson Road 345kV Line Tap | 250 | 250 | Wind | Wind Turbine | Not Started |  | 0 | 0 | 0 | 0
J1049 | Withdrawn | 2018-03-12 | 2019-08-29 |  | 2022-09-01 | COOPERATIVE ENERGY | Forrest County |  |  | MS | DPP-2018-APR | South | GIA | NRIS | Purvis 161 kV Substation | 250 | 250 | Solar | Photovoltaic | Not Started |  | 0 | 0 | 0 | 0
J1050 | Done | 2018-03-12 |  | 2022-01-17 | 2022-06-03 | ITC MIDWEST | Boone County | Hamilton County |  | IA | DPP-2018-APR | West | GIA | NRIS | Doud Tap 161 kV Substation | 225 | 225 | Wind | Wind Turbine | In Service | 2022-07-01 | 225 | 225 | 225 | 225
J1051 | Withdrawn | 2018-03-12 | 2020-05-19 |  | 2021-10-31 | American Transmission Co. LLC | Jefferson County |  |  | WI | DPP-2018-APR | East (ATC) | GIA | NRIS | Concord 138kV Substation | 50 | 50 | Battery Storage | Battery Storage | Not Started |  | 50 | 50 | 0 | 0
J1052 | Withdrawn | 2018-03-12 | 2019-03-27 |  | 2020-09-01 | METC | Jackson County |  |  | MI | DPP-2018-APR | East (ITC) | GIA | NRIS | Beecher - Seamless East 138kV Line Tap | 100 | 100 | Solar | Photovoltaic | Not Started |  | 0 | 0 | 0 | 0
J1053 | Withdrawn | 2018-03-12 | 2020-05-19 |  | 2021-10-31 | American Transmission Co. LLC | Jefferson County |  |  | WI | DPP-2018-APR | East (ATC) | GIA | NRIS | Concord SW YD 138 kV Substation | 300 | 300 | Solar | Photovoltaic | Not Started |  | 200 | 200 | 0 | 0
J1054 | Withdrawn | 2018-03-12 | 2020-03-25 |  | 2021-10-31 | NORTHERN STATES POWER COMPANY | Goodhue County |  |  | MN | DPP-2018-APR | West | GIA | NRIS | Cannon Falls 115kV Substation | 30 | 30 | Battery Storage | Battery Storage | Not Started |  | 0 | 0 | 0 | 0
J1055 | Done | 2018-03-12 |  | 2021-11-13 | 2020-09-30 | AMEREN ILLINOIS | Mason County |  |  | IL | DPP-2018-APR | Central | GIA | NRIS | Mason Substation 138 kV Bus | 144 | 144 | Wind | Wind Turbine | In Service | 2020-10-15 | 144 | 144 | 144 | 144
J1056 | Withdrawn | 2018-03-12 | 2019-11-21 |  | 2020-10-31 | ITC MIDWEST | Monroe County |  |  | MI | DPP-2018-APR | East (ITC) | GIA | NRIS | Lulu - Monroe 345 kV Line Tap | 200 | 200 | Wind | Wind Turbine | Not Started |  | 0 | 0 | 0 | 0
J1057 | Withdrawn | 2018-03-12 | 2020-03-25 |  | 2021-10-31 | ITC MIDWEST | Jackson County |  |  | MN | DPP-2018-APR | West | GIA | NRIS | Brewster - Heron Lake 161 kV Line | 125 | 125 | Solar | Photovoltaic | Not Started |  | 0 | 0 | 0 | 0
J1058 | Done | 2018-03-12 |  | 2021-10-12 | 2021-10-31 | NORTHERN INDIANA PUBLIC SERVICE COMPANY LLC NIP | Lake County |  |  | IN | DPP-2018-APR | Central | GIA | NRIS | Schahfer-St. John 345kV Line Tap | 300 | 300 | Solar | Photovoltaic | Under Construction | 2024-06-01 | 200 | 200 | 200 | 200
J1059 | Withdrawn | 2018-03-12 | 2020-01-07 |  | 2021-10-31 | Ameren Missouri | Cape Girardeau County |  |  | MO | DPP-2018-APR | Central | GIA | NRIS | Kelso - Lutesville 345 kV Line Tap | 300 | 300 | Solar | Photovoltaic | Not Started |  | 0 | 0 | 0 | 0
J1060 | Done | 2018-03-12 |  | 2020-08-19 | 2021-10-31 | ENTERGY ARKANSAS, LLC | St. Francis County |  |  | AR | DPP-2018-APR | South | GIA | NRIS | West Memphis - Keo 500 kV Line Tap | 500 | 500 | Solar | Photovoltaic | Under Construction | 2023-05-01 | 500 | 500 | 450 | 400
J1061 | Withdrawn | 2018-03-12 | 2020-03-25 |  | 2021-10-31 | NORTHERN STATES POWER COMPANY | Wabasha County |  |  | MN | DPP-2018-APR | West | GIA | NRIS | Briggs Rd - N. Rochester 345 kV Line Tap | 300 | 300 | Solar | Photovoltaic | Not Started |  | 0 | 0 | 0 | 0
J1062 | Done | 2018-03-12 |  | 2021-04-23 | 2021-10-31 | ITC MIDWEST | Washtenaw County |  |  | MI | DPP-2018-APR | East (ITC) | GIA | NRIS | Majestic - Lemoyne 345 kV Line Tap | 200 | 200 | Solar | Photovoltaic | Not Started | 2023-06-01 | 150 | 150 | 150 | 150
J1063 | Done | 2018-03-12 |  | 2022-03-09 | 2022-10-31 | DUKE ENERGY INDIANA, LLC | Clinton County |  |  | IN | DPP-2018-APR | Central | GIA | NRIS | New London - Frankfort 230kV Line Tap | 195 | 195 | Solar | Photovoltaic | Under Construction | 2022-08-01 | 195 | 195 | 195 | 195
J1064 | Withdrawn | 2018-03-12 | 2019-11-21 |  | 2020-10-31 | METC | Ionia County |  |  | MI | DPP-2018-APR | East (ITC) | GIA | NRIS | Marquette - Vergennes 138 kV Line Tap | 200 | 200 | Wind | Wind Turbine | Not Started |  | 0 | 0 | 0 | 0
J1065 | Withdrawn | 2018-03-12 | 2019-11-21 |  | 2020-10-31 | METC | Gratiot County |  |  | MI | DPP-2018-APR | East (ITC) | GIA | NRIS | Alma - Vestaburg 138kV Line Tap | 200 | 200 | Wind | Wind Turbine | Not Started |  | 0 | 0 | 0 | 0
J1066 | Withdrawn | 2018-03-12 | 2018-05-17 |  | 2019-07-31 | PRAIRIE POWER, INC. | Pike County |  |  | IL | DPP-2018-APR | Central | GIA | E-NRIS | El Dara Junction - Pittsfield 69 kV Line Tap | 44 | 44 | Wind | Wind Turbine | Not Started |  | 0 | 0 | 0 | 0
J1067 | Done | 2018-03-12 |  | 2021-10-12 | 2022-09-01 | NORTHERN INDIANA PUBLIC SERVICE COMPANY LLC | Jasper County | Pulaski County |  | IN | DPP-2018-APR | Central | GIA | NRIS | Reynolds - Burr Oak 345kV Line | 240 | 240 | Solar | Photovoltaic | Under Construction | 2023-10-20 | 240 | 240 | 240 | 240
J1068 | Withdrawn | 2018-03-12 | 2019-11-21 |  | 2020-10-31 | ITC MIDWEST | Washtenaw County |  |  | MI | DPP-2018-APR | East (ITC) | GIA | NRIS | Dorset 120 kV Substation | 200 | 200 | Wind | Wind Turbine | Not Started |  | 0 | 0 | 0 | 0
J1069 | Done | 2018-03-12 |  | 2021-10-12 | 2022-09-01 | NORTHERN INDIANA PUBLIC SERVICE COMPANY LLC | Jasper County | Pulaski County |  | IN | DPP-2018-APR | Central | GIA | NRIS | Reynolds 345kV Substation | 200 | 200 | Wind | Wind Turbine | Under Construction | 2023-04-20 | 200 | 200 | 200 | 200
J1070 | Withdrawn | 2018-03-12 | 2019-08-29 |  | 2021-09-15 | ENTERGY MISSISSIPPI, LLC | Washington County |  |  | MS | DPP-2018-APR | South | GIA | NRIS | SE Greenville 115kV Substation | 100 | 100 | Solar | Photovoltaic | Not Started |  | 0 | 0 | 0 | 0
J1071 | Done | 2018-03-12 |  | 2021-03-26 | 2021-01-20 | METC | Oceana County |  |  | MI | DPP-2018-APR | East (ITC) | GIA | NRIS | Donaldson 138 kV Substation | 100 | 100 | Solar | Photovoltaic | Under Construction | 2021-01-15 | 100 | 100 | 100 | 100
J1072 | Done | 2018-03-12 |  | 2021-06-15 | 2020-09-01 | NORTHERN STATES POWER COMPANY | Mower County |  |  | MN | DPP-2018-APR | West | GIA | NRIS | Adams 345 kV Substation | 150 | 150 | Solar | Photovoltaic | Under Construction | 2023-08-01 | 150 | 150 | 150 | 150
J1073 | Withdrawn | 2018-03-12 | 2019-08-29 |  | 2021-09-15 | ENTERGY LOUISIANA, LLC | Iberville Parish |  |  | LA | DPP-2018-APR | South | GIA | NRIS | Webre 500 kV Substation | 300 | 300 | Solar | Photovoltaic | Not Started |  | 0 | 0 | 0 | 0
J1074 | Withdrawn | 2018-03-12 | 2023-10-27 |  | 2021-01-02 | Southern Indiana Gas & Electric Company d/b/a Vectren Energy Delivery of Indiana, Inc. | Gibson County |  |  | IN | DPP-2018-APR | Central | GIA | NRIS | Francisco 138 kV sub | 200 | 200 | Solar | Photovoltaic | Withdrawn | 2022-11-15 | 200 | 200 | 200 | 200
J1075 | Withdrawn | 2018-03-12 | 2018-11-01 |  | 2020-09-01 | METC | Cass County |  |  | MI | DPP-2018-APR | East (ITC) | GIA | NRIS | Argenta - Weeds Lake - Hiple 345kV Line Tap | 350 | 350 | Wind | Wind Turbine | Not Started |  | 0 | 0 | 0 | 0
J1076 | Done | 2018-03-12 |  | 2021-01-06 | 2021-09-15 | ENTERGY LOUISIANA, LLC | St. James Parish |  |  | LA | DPP-2018-APR | South | GIA | NRIS | Vacherie Sub 230 kV Substation | 200 | 200 | Solar | Photovoltaic | Under Construction | 2022-09-01 | 200 | 200 | 200 | 200
J1077 | Withdrawn | 2018-03-12 | 2018-11-01 |  | 2020-09-01 | METC | Cass County |  |  | MI | DPP-2018-APR | East (ITC) | GIA | NRIS | Argenta - Weeds Lake - Hiple 345kV Line Tap | 250 | 250 | Wind | Wind Turbine | Not Started |  | 0 | 0 | 0 | 0
J1078 | Withdrawn | 2018-03-12 | 2019-08-29 |  | 2021-09-15 | ENTERGY ARKANSAS, LLC | Mississippi County |  |  | AR | DPP-2018-APR | South | GIA | NRIS | San Souci 500 kV Substation | 300 | 300 | Solar | Photovoltaic | Not Started |  | 0 | 0 | 0 | 0
J1079 | Withdrawn | 2018-03-12 | 2019-08-29 |  | 2021-09-15 | ENTERGY LOUISIANA, LLC | St. Charles Parish |  |  | LA | DPP-2018-APR | South | GIA | NRIS | Waterford 1&2 230 kV Substation | 200 | 200 | Solar | Photovoltaic | Not Started |  | 0 | 0 | 0 | 0
J1080 | Withdrawn | 2018-03-12 | 2019-03-22 |  | 2020-09-01 | AMEREN ILLINOIS | DeWitt County | McLean County |  | IL | DPP-2018-APR | Central | GIA | NRIS | Brokaw - Clinton 345kV Line Tap | 99 | 99 | Wind | Wind Turbine | Not Started |  | 0 | 0 | 0 | 0
J1081 | Withdrawn | 2018-03-12 | 2019-03-28 |  | 2020-09-01 | OTTER TAIL POWER COMPANY | Polk County |  |  | MN | DPP-2018-APR | West | GIA | NRIS | Winger 115kV Substation | 300 | 300 | Wind | Wind Turbine | Not Started |  | 0 | 0 | 0 | 0
J1082 | Withdrawn | 2018-03-12 | 2019-03-28 |  | 2020-09-01 | Ameren Missouri | Grundy County | Mercer County |  | MO | DPP-2018-APR | West | GIA | NRIS | Zachary 345 kV Substation | 400 | 400 | Wind | Wind Turbine | Not Started |  | 0 | 0 | 0 | 0
J1083 | Withdrawn | 2018-03-12 | 2019-12-02 |  | 2021-09-01 | METC | Eaton County |  |  | MI | DPP-2018-APR | East (ITC) | GIA | NRIS | Oneida138kV Substation | 70 | 70 | Solar | Photovoltaic | Not Started |  | 0 | 0 | 0 | 0
J1084 | Done | 2018-03-12 |  | 2021-06-15 | 2020-09-01 | ITC MIDWEST | Clinton County |  |  | IA | DPP-2018-APR | West | GIA | NRIS | Rock Creek 345 kV Substation | 150 | 150 | Solar | Photovoltaic | Under Construction | 2023-09-01 | 150 | 150 | 150 | 150
J1085 | Withdrawn | 2018-03-12 | 2020-05-19 |  | 2021-09-01 | American Transmission Co. LLC | Marathon County | Taylor County | Wood County | WI | DPP-2018-APR | East (ATC) | GIA | NRIS | Gardner Park - J821 POI - Stone Lake 345 kV Line Tap | 300 | 300 | Wind | Wind Turbine | Not Started |  | 300 | 300 | 0 | 0
J1086 | Withdrawn | 2018-03-12 | 2020-03-25 |  | 2021-01-02 | ITC MIDWEST | Nobles County |  |  | MN | DPP-2018-APR | West | GIA | NRIS | Elk - Brewster 161 kV Line Tap | 120 | 120 | Solar | Photovoltaic | Not Started |  | 0 | 0 | 0 | 0
J1087 | Done | 2018-03-12 |  | 2021-10-12 | 2021-01-02 | Ameren Missouri | Scott County |  |  | MO | DPP-2018-APR | Central | GIA | NRIS | Miner - Kelso 161 kV Line Tap | 200 | 200 | Solar | Photovoltaic | Under Construction | 2023-12-02 | 200 | 200 | 200 | 200
J1088 | Withdrawn | 2018-03-12 | 2021-02-04 |  | 2021-01-02 | METC | Shiawassee County |  |  | MI | DPP-2018-APR | East (ITC) | GIA | NRIS | Cornell - Layton 138 kV Line Tap | 150 | 150 | Solar | Photovoltaic | Withdrawn |  | 150 | 150 | 150 | 150
J1089 | Withdrawn | 2018-03-12 | 2021-02-04 |  | 2021-01-02 | METC | Shiawassee County |  |  | MI | DPP-2018-APR | East (ITC) | GIA | NRIS | Cornell - Bell Rd 138 kV Line Tap | 170 | 170 | Solar | Photovoltaic | Not Started |  | 170 | 170 | 170 | 170
J1090 | Withdrawn | 2018-03-12 | 2021-02-04 |  | 2021-01-02 | METC | Ingham County |  |  | MI | DPP-2018-APR | East (ITC) | GIA | NRIS | Tompkins - Churchill Jct 138 kV Line Tap | 90 | 90 | Solar | Photovoltaic | Not Started |  | 90 | 90 | 90 | 90
J1091 | Withdrawn | 2018-03-12 | 2019-08-29 |  | 2021-09-15 | ENTERGY ARKANSAS, LLC | Craighead County |  |  | AR | DPP-2018-APR | South | GIA | NRIS | Power Line Road 161 kV Substation | 150 | 150 | Solar | Photovoltaic | Not Started |  | 0 | 0 | 0 | 0
J1092 | Done | 2018-03-12 |  | 2021-06-15 | 2022-09-30 | NORTHERN STATES POWER COMPANY | Saint Croix County |  |  | WI | DPP-2018-APR | West | GIA | NRIS | Three Lakes 115 kV Substation | 100 | 100 | Solar | Photovoltaic | Not Started | 2023-10-01 | 100 | 100 | 100 | 100
J1093 | Withdrawn | 2018-03-12 | 2019-08-29 |  | 2021-09-15 | ENTERGY ARKANSAS, LLC | Desha County | Drew County |  | AR | DPP-2018-APR | South | GIA | NRIS | Reed Switch 115kV Substation | 200 | 200 | Solar | Photovoltaic | Not Started |  | 0 | 0 | 0 | 0
J1094 | Done | 2018-03-12 |  | 2021-10-12 | 2021-01-02 | AMEREN ILLINOIS | Washington County |  |  | IL | DPP-2018-APR | Central | GIA | NRIS | Prest 138kV Switching Station | 150 | 150 | Solar | Photovoltaic | Under Construction | 2024-01-15 | 150 | 150 | 150 | 150
J1095 | Withdrawn | 2018-03-12 | 2019-08-29 |  | 2021-09-15 | ENTERGY MISSISSIPPI, LLC | DeSoto County |  |  | MS | DPP-2018-APR | South | GIA | NRIS | Twinkletown 230kV Substation | 300 | 300 | Solar | Photovoltaic | Not Started |  | 0 | 0 | 0 | 0
J1096 | Done | 2018-03-12 |  | 2021-10-12 | 2021-01-02 | AMEREN ILLINOIS | Saline County |  |  | IL | DPP-2018-APR | Central | GIA | NRIS | Norris City North - Muddy 138 kV Line | 150 | 150 | Solar | Photovoltaic | Under Construction | 2024-01-01 | 150 | 150 | 150 | 150
J1097 | Withdrawn | 2018-03-12 | 2019-08-29 |  | 2021-09-15 | ENTERGY ARKANSAS, LLC | Lonoke County | Pulaski County |  | AR | DPP-2018-APR | South | GIA | NRIS | KEO EHV 500 kV Substation | 500 | 500 | Solar | Photovoltaic | Not Started |  | 0 | 0 | 0 | 0
J1098 | Withdrawn | 2018-03-12 | 2021-03-09 |  | 2022-09-30 | NORTHERN STATES POWER COMPANY | Jackson County |  |  | MN | DPP-2018-APR | West | GIA | NRIS | Lakefield 345 kV Substation | 40 | 40 | Solar | Photovoltaic | Not Started |  | 40 | 40 | 0 | 0
J1099 | Withdrawn | 2018-03-12 | 2019-08-29 |  | 2021-09-15 | ENTERGY LOUISIANA, LLC | Iberville Parish |  |  | LA | DPP-2018-APR | South | GIA | NRIS | Derrick 230 kV Substation | 200 | 200 | Solar | Photovoltaic | Not Started |  | 0 | 0 | 0 | 0
J1100 | Withdrawn | 2018-03-12 | 2019-08-29 |  | 2021-09-15 | ENTERGY TEXAS, INC. | Grimes County |  |  | TX | DPP-2018-APR | South | GIA | NRIS | Grimes 345 kV Substation | 200 | 200 | Solar | Photovoltaic | Not Started |  | 0 | 0 | 0 | 0
J1101 | Withdrawn | 2018-03-12 | 2025-11-20 | 2021-04-12 | 2021-09-01 | American Transmission Co. LLC | Manitowoc County |  |  | WI | DPP-2018-APR | East (ATC) | GIA | NRIS | Kewaunee 138kV Substation | 20 | 20 | Battery Storage | Battery Storage | Withdrawn | 2023-08-15 | 20 | 20 | 20 | 20
J1102 | Done | 2018-03-12 |  | 2021-09-13 | 2021-06-13 | AMEREN ILLINOIS | Logan County |  |  | IL | DPP-2018-APR | Central | GIA | NRIS | Fogarty 138 kV Substation | 70 | 70 | Solar | Photovoltaic | Under Construction | 2021-12-15 | 70 | 70 | 70 | 70
J1103 | Withdrawn | 2018-03-12 | 2020-06-30 |  | 2021-09-01 | ITC MIDWEST | Tuscola County |  |  | MI | DPP-2018-APR | East (ITC) | GIA | NRIS | Bauer - (Kirk) - Ringle 345kV Line Tap | 20 | 20 | Battery Storage | Battery Storage | Not Started |  | 20 | 20 | 0 | 0
J1104 | Withdrawn | 2018-03-12 | 2019-10-24 |  | 2021-09-01 | American Transmission Co. LLC | Washington County | Waukesha County |  | WI | DPP-2018-APR | East (ATC) | GIA | NRIS | Germantown - Bark River 138kV Line | 100 | 100 | Battery Storage | Battery Storage | Not Started |  | 0 | 0 | 0 | 0
J1105 | Withdrawn | 2018-03-12 | 2021-03-09 |  | 2020-09-01 | NORTHERN STATES POWER COMPANY | Dakota County |  |  | MN | DPP-2018-APR | West | GIA | NRIS | Hampton Corners 345 kV Substation | 200 | 200 | Solar | Photovoltaic | Not Started |  | 200 | 200 | 0 | 0
J1106 | Withdrawn | 2018-03-12 | 2021-03-09 |  | 2021-08-01 | GREAT RIVER ENERGY | Redwood County |  |  | MN | DPP-2018-APR | West | GIA | NRIS | Lyon County - Cedar Mountain 345 kV Circuit 2 Line | 414 | 414 | Wind | Wind Turbine | Not Started |  | 414 | 414 | 0 | 0
J1107 | Done | 2018-03-12 |  | 2021-10-12 | 2021-09-01 | Ameren Missouri | Cape Girardeau County |  |  | MO | DPP-2018-APR | Central | GIA | NRIS | Kelso - Lutesville 345 kV Line Tap | 200 | 200 | Solar | Photovoltaic | Under Construction | 2023-11-01 | 200 | 200 | 200 | 200
J1108 | Withdrawn | 2018-03-12 | 2020-03-25 |  | 2021-06-13 | MISSOURI RIVER ENERGY SERVICES | Douglas County |  |  | MN | DPP-2018-APR | West | GIA | NRIS | Alexandria 345 kV Substation | 150 | 150 | Solar | Photovoltaic | Not Started |  | 0 | 0 | 0 | 0
J1109 | Withdrawn | 2018-03-12 | 2020-03-25 |  | 2021-08-01 | NORTHERN STATES POWER COMPANY | Cass County |  |  | ND | DPP-2018-APR | West | GIA | NRIS | Bison 345kV Substation | 207 | 207 | Wind | Wind Turbine | Not Started |  | 0 | 0 | 0 | 0
J1110 | Withdrawn | 2018-03-12 | 2021-06-18 |  | 2021-09-15 | SMMPA | Mower County |  |  | MN | DPP-2018-APR | West | GIA | NRIS | North Austin 161 kV Substation | 100 | 100 | Solar | Photovoltaic | Not Started |  | 100 | 100 | 100 | 100
J1111 | Withdrawn | 2018-03-12 | 2021-03-10 |  | 2021-01-02 | Southern Illinois Power Cooperative | Jackson County |  |  | IL | DPP-2018-APR | Central | GIA | NRIS | Campbell Hill - Jackson 161 kV Line Tap | 150 | 150 | Solar | Photovoltaic | Not Started |  | 150 | 150 | 0 | 0
J1112 | Withdrawn | 2018-03-12 | 2021-03-10 |  | 2021-09-15 | NORTHERN INDIANA PUBLIC SERVICE COMPANY LLC | Kosciusko County |  |  | IN | DPP-2018-APR | Central | GIA | NRIS | Leesburg 138kV Substation | 150 | 150 | Solar | Photovoltaic | Not Started |  | 150 | 150 | 0 | 0
J1113 | Withdrawn | 2018-03-12 | 2019-08-29 |  | 2022-09-01 | ENTERGY MISSISSIPPI, LLC | Sunflower County |  |  | MS | DPP-2018-APR | South | GIA | NRIS | Delta - Ruleville 115kV Line Tap | 85 | 85 | Solar | Photovoltaic | Not Started |  | 0 | 0 | 0 | 0
J1114 | Withdrawn | 2018-03-12 | 2020-03-25 |  | 2021-09-15 | MIDAMERICAN ENERGY COMPANY | Plymouth County |  |  | IA | DPP-2018-APR | West | GIA | NRIS | J506 Substation on Raun - Highland 345 kV Line | 200 | 200 | Wind | Wind Turbine | Not Started |  | 0 | 0 | 0 | 0
J1115 | Done | 2018-03-12 |  | 2021-10-12 | 2021-09-01 | AMEREN ILLINOIS | Macon County |  |  | IL | DPP-2018-APR | Central | GIA | NRIS | Latham - Oreana 345kV Line | 200 | 200 | Wind | Wind Turbine | Under Construction | 2024-09-01 | 200 | 200 | 200 | 200
J1116 | Withdrawn | 2018-03-12 | 2018-10-03 |  | 2021-09-01 | Duke Energy Corporation | Hancock County |  |  | IN | DPP-2018-APR | Central | GIA | NRIS | Greensboro - Greenfield 138 kV Line Tap | 100 | 100 | Wind | Wind Turbine | Not Started |  | 0 | 0 | 0 | 0
J1117 | Withdrawn | 2018-03-12 | 2019-05-30 |  | 2021-09-01 | METC | Ingham County |  |  | MI | DPP-2018-APR | East (ITC) | GIA | NRIS | Green 138kV Substation | 80 | 80 | Solar | Photovoltaic | Not Started |  | 0 | 0 | 0 | 0
J1118 | Withdrawn | 2018-03-12 | 2018-10-03 |  | 2021-09-01 | AMEREN ILLINOIS | Piatt County |  |  | IL | DPP-2018-APR | Central | GIA | NRIS | Mahomet - Weedman 138 kV Line Tap | 150 | 150 | Wind | Wind Turbine | Not Started |  | 0 | 0 | 0 | 0
J1119 | Withdrawn | 2018-03-12 | 2019-06-10 |  | 2021-01-01 | METC | Jackson County |  |  | MI | DPP-2018-APR | East (ITC) | GIA | NRIS | Tompkins 345 kV Substation | 600 | 600 | Gas | Combined Cycle | Not Started |  | 0 | 0 | 0 | 0
J1120 | Withdrawn | 2018-03-12 | 2019-08-23 |  | 2021-09-01 | ENTERGY TEXAS, INC. | Jefferson County |  |  | TX | DPP-2018-APR | South | GIA | NRIS | Big Hill CO - Bayou Farms CO 138 kV Line Tap | 145 | 145 | Wind | Wind Turbine | Not Started |  | 0 | 0 | 0 | 0
J1121 | Withdrawn | 2018-03-12 | 2020-05-19 |  | 2021-09-01 | American Transmission Co. LLC | Marathon County |  |  | WI | DPP-2018-APR | East (ATC) | GIA | NRIS | Stone Lake - (Pershing) - Gardner Park 345 kV Line Tap | 200 | 200 | Solar | Photovoltaic | Not Started |  | 200 | 200 | 0 | 0
J1122 | Withdrawn | 2018-03-12 | 2021-03-09 |  | 2022-09-01 | MIDAMERICAN ENERGY COMPANY | Pottawattamie County |  |  | IA | DPP-2018-APR | West | GIA | NRIS | Council Bluffs - Fallow Avenue 345 kV Line Tap | 200 | 200 | Wind | Wind Turbine | Not Started |  | 200 | 200 | 0 | 0
J1123 | Withdrawn | 2018-03-12 | 2020-01-02 |  | 2021-09-01 | Ameren Missouri | Audrain County |  |  | MO | DPP-2018-APR | Central | GIA | NRIS | Spencer Creek 345 kV Substation | 150 | 150 | Wind | Wind Turbine | Not Started |  | 0 | 0 | 0 | 0
J1124 | Done | 2018-03-12 |  | 2021-06-15 | 2021-09-15 | SMMPA | Olmsted County |  |  | MN | DPP-2018-APR | West | GIA | NRIS | Byron 345kV Substation | 100 | 100 | Solar | Photovoltaic | Under Construction | 2024-06-01 | 100 | 100 | 100 | 100
J1125 | Done | 2018-03-12 |  | 2020-08-12 | 2021-07-31 | ENTERGY ARKANSAS, LLC | Cross County |  |  | AR | DPP-2018-APR | South | GIA | NRIS | Wynne South - Wynne East AECC 161 kV Line Tap | 135 | 135 | Solar | Photovoltaic | Under Construction | 2023-03-01 | 135 | 135 | 135 | 135
J1126 | Withdrawn | 2018-03-12 | 2018-11-01 |  | 2020-09-01 | ITC MIDWEST | Tuscola County |  |  | MI | DPP-2018-APR | East (ITC) | GIA | NRIS | ITC Bauer - Grassmere - Rapson (Kirk Sub) 345kV Substation | 1.1 | 1.1 | Wind | Wind Turbine | Not Started |  | 0 | 0 | 0 | 0
J1127 | Withdrawn | 2018-03-12 | 2019-10-25 |  | 2021-01-02 | American Transmission Co. LLC | Green County |  |  | WI | DPP-2018-APR | East (ATC) | GIA | NRIS | Albany - Bass Creek 138 kV Line Tap | 49.9 | 49.9 | Solar | Photovoltaic | Not Started |  | 0 | 0 | 0 | 0
J1128 | Withdrawn | 2018-03-12 | 2021-03-09 |  | 2021-01-02 | SMMPA | Freeborn County |  |  | MN | DPP-2018-APR | West | GIA | NRIS | Hayward - Murphy Creek 161 kV Line Tap | 150 | 150 | Solar | Photovoltaic | Not Started |  | 150 | 150 | 0 | 0
J1129 | Withdrawn | 2018-03-12 | 2019-10-25 |  | 2021-01-02 | American Transmission Co. LLC | Rock County |  |  | WI | DPP-2018-APR | East (ATC) | GIA | NRIS | Paddock - Townline Rd 138 kV Line Tap | 65 | 65 | Solar | Photovoltaic | Not Started |  | 0 | 0 | 0 | 0
J1130 | Withdrawn | 2018-03-12 | 2019-08-29 |  | 2023-05-01 | ENTERGY MISSISSIPPI, LLC | Warren County |  |  | MS | DPP-2018-APR | South | GIA | NRIS | Baxter Wilson SES 115/500 kV Sw YD | 966 | 1110 | Gas | Combined Cycle | Not Started |  | 0 | 0 | 0 | 0
J1131 | Done | 2018-03-12 |  | 2021-06-16 | 2023-10-01 | MIDAMERICAN ENERGY COMPANY | Scott County |  |  | IA | DPP-2018-APR | West | GIA | NRIS | Sub 56 Davenport 161 kV Substation | 100 | 100 | Solar | Photovoltaic | Under Construction | 2024-06-30 | 100 | 100 | 100 | 100
J1132 | Done | 2018-03-12 |  | 2022-02-07 | 2021-10-01 | ITC MIDWEST | Union County |  |  | IA | DPP-2018-APR | West | GIA | NRIS | Creston East 69 kV Substation | 50 | 50 | Solar | Photovoltaic | Under Construction | 2024-06-01 | 50 | 50 | 50 | 0
J1133 | Withdrawn | 2018-03-12 | 2018-10-01 |  | 2021-08-11 | ENTERGY LOUISIANA, LLC | Richland Parish |  |  | LA | DPP-2018-APR | South | GIA | NRIS | Dunn - Oakridge 115kV Line Tap | 100 | 100 | Solar | Photovoltaic | Not Started |  | 0 | 0 | 0 | 0
J1134 | Withdrawn | 2018-03-12 | 2018-06-05 |  | 2021-08-11 | ENTERGY ARKANSAS, LLC | White County |  |  | AR | DPP-2018-APR | South | GIA | NRIS | Griffithville - Searcy Price 115 kV Line Tap | 100 | 100 | Solar | Photovoltaic | Not Started |  | 0 | 0 | 0 | 0
J1135 | Done | 2018-03-12 |  | 2022-02-07 | 2021-10-01 | ITC MIDWEST | Des Moines County |  |  | IA | DPP-2018-APR | West | GIA | NRIS | Huntwoods 69 kV substation | 50 | 50 | Solar | Photovoltaic | Not Started | 2024-06-01 | 50 | 50 | 50 | 50
J1136 | Withdrawn | 2018-03-12 | 2018-06-05 |  | 2021-08-11 | ENTERGY MISSISSIPPI, LLC | Hinds County |  |  | MS | DPP-2018-APR | South | GIA | NRIS | Tinnin Road 230kV Substation | 100 | 100 | Solar | Photovoltaic | Not Started |  | 0 | 0 | 0 | 0
J1137 | Withdrawn | 2018-03-12 | 2019-08-28 |  | 2021-09-30 | ENTERGY ARKANSAS, LLC | Jackson County |  |  | AR | DPP-2018-APR | South | GIA | NRIS | Swifton - Hoxie South 161 kV Line Tap | 100 | 100 | Solar | Photovoltaic | Not Started |  | 0 | 0 | 0 | 0
J1138 | Withdrawn | 2018-03-12 | 2018-12-07 |  | 2020-09-23 | American Transmission Co. LLC | Baraga County |  |  | MI | DPP-2018-APR | East (ATC) | GIA | NRIS | M38 138 kV Substation | 70 | 70 | Wind | Wind Turbine | Not Started |  | 0 | 0 | 0 | 0
J1139 | Done | 2018-03-12 |  |  | 2020-10-31 | AMEREN ILLINOIS | Champaign County |  |  | IL | DPP-2018-APR | Central | GIA | NRIS | Sidney Substation 138 kV Bus | 150 | 150 | Solar | Photovoltaic | In Service | 2023-10-01 | 150 | 150 | 135 | 135
J1140 | Withdrawn | 2018-03-12 | 2021-03-09 |  | 2020-08-01 | MINNESOTA POWER | Benton County |  |  | MN | DPP-2018-APR | West | GIA | NRIS | Platte River 115 kV Substation | 80 | 80 | Solar | Photovoltaic | Not Started |  | 80 | 80 | 0 | 0
J1141 | Withdrawn | 2018-03-12 | 2018-09-07 |  | 2019-10-01 | METC | Manistee County |  |  | MI | DPP-2018-APR | East (ITC) | GIA | NRIS | Filer - BoxbdJ - Stronach 138kV Line Tap | 17 | 17 | Gas | Combined Cycle | Not Started |  | 0 | 0 | 0 | 0
J1142 | Done | 2018-03-12 |  | 2020-07-10 | 2020-06-01 | ENTERGY LOUISIANA, LLC | St. James Parish |  |  | LA | DPP-2018-APR | South | GIA | NRIS | Vacherie 230kV Substation | 20 | 20 | Solar | Photovoltaic | In Service (with Provisional GIA) | 2020-07-01 | 20 | 20 | 20 | 20
J1143 | Withdrawn | 2018-03-12 | 2020-03-25 |  | 2020-08-01 | MINNESOTA POWER | Morrison County |  |  | MN | DPP-2018-APR | West | GIA | NRIS | Blanchard - Little Falls 115 kV Line | 100 | 100 | Solar | Photovoltaic | Not Started |  | 0 | 0 | 0 | 0
J1144 | Done | 2018-03-12 |  | 2020-09-10 | 2021-09-01 | COOPERATIVE ENERGY | Covington County | Lamar County |  | MS | DPP-2018-APR | South | GIA | NRIS | Moselle - Columbia 161kV Line Tap | 96 | 96 | Solar | Photovoltaic | Under Construction | 2022-06-01 | 96 | 96 | 96 | 96
J1145 | Done | 2018-03-12 |  | 2022-03-31 | 2021-04-01 | Ameren Missouri | Callaway County |  |  | MO | DPP-2018-APR | Central | GIA | NRIS | Overton - (McCrede) - Montgomery 345 kV Line Tap | 250 | 250 | Solar | Photovoltaic | Not Started | 2024-06-01 | 250 | 250 | 250 | 250
J1146 | Done | 2018-03-12 |  | 2020-08-12 | 2019-01-04 | ENTERGY ARKANSAS, LLC | Mississippi County |  |  | AR | DPP-2018-APR | South | GIA | NRIS | San Souci 500 kV Substation | 10 | 10 | Coal | Combined Cycle | In Service | 2020-10-10 | 10 | 10 | 10 | 10
J1147 | Withdrawn | 2018-03-12 | 2020-01-24 |  | 2021-09-30 | ENTERGY ARKANSAS, LLC | St. Francis County |  |  | AR | DPP-2018-APR | South | GIA | ERIS | Moses - McCrory 161 kV Line tap | 100 | 100 | Solar | Photovoltaic | Not Started |  | 100 | 0 | 0 | 0
J1148 | Withdrawn | 2018-03-12 | 2020-01-07 |  | 2022-06-01 | Southern Indiana Gas & Electric Company d/b/a Vectren Energy Delivery of Indiana, Inc. | Posey County |  |  | IN | DPP-2018-APR | Central | GIA | NRIS | AB Brown 138 kV Substation | 54 | 54 | Gas | Combined Cycle | Not Started |  | 0 | 0 | 0 | 0
J1149 | Withdrawn | 2018-03-12 | 2020-03-25 |  | 2021-11-15 | NORTHERN STATES POWER COMPANY | Yellow Medicine County |  |  | MN | DPP-2018-APR | West | GIA | NRIS | Hazel Creek 230 kV Substation | 200 | 200 | Solar | Photovoltaic | Not Started |  | 0 | 0 | 0 | 0
J1150 | Withdrawn | 2018-03-12 | 2018-08-10 |  | 2020-09-30 | DUKE ENERGY INDIANA, LLC | Miami County |  |  | IN | DPP-2018-APR | Central | GIA | NRIS | Deedsville 345 kV Substation | 30 | 30 | Wind | Wind Turbine | Not Started |  | 0 | 0 | 0 | 0
J1151 | Withdrawn | 2018-03-12 | 2019-08-29 |  | 2020-09-01 | ENTERGY LOUISIANA, LLC | Ascension Parish |  |  | LA | DPP-2018-APR | South | GIA | NRIS | Brittany 230kV Substation | 219 | 252 | Gas | Combined Cycle | Not Started |  | 0 | 0 | 0 | 0
J1152 | Withdrawn | 2018-03-12 | 2022-07-19 |  | 2021-04-01 | DUKE ENERGY INDIANA, LLC | Hancock County | Shelby County |  | IN | DPP-2018-APR | Central | GIA | NRIS | Gwynneville 345 kV Substation | 200 | 200 | Solar | Photovoltaic | Not Started |  | 200 | 200 | 200 | 200
J1153 | Done | 2018-03-12 |  | 2021-05-19 | 2021-04-01 | American Transmission Co. LLC | Sheboygan County |  |  | WI | DPP-2018-APR | East (ATC) | GIA | NRIS | Holland 138 kV Substation | 150 | 150 | Solar | Photovoltaic | In Service | 2022-06-01 | 150 | 150 | 150 | 150
J1154 | Done | 2018-03-12 |  | 2021-05-19 | 2021-04-01 | American Transmission Co. LLC | Jefferson County |  |  | WI | DPP-2018-APR | East (ATC) | GIA | NRIS | Jefferson 138 kV Substation | 75 | 75 | Solar | Photovoltaic | Under Construction | 2023-05-15 | 75 | 75 | 75 | 75
J1155 | Done | 2018-03-12 |  | 2020-08-12 | 2020-06-01 | ENTERGY ARKANSAS, LLC | Mississippi County |  |  | AR | DPP-2018-APR | South | GIA | NRIS | Driver 230 kV Substation | 150 | 150 | Solar | Photovoltaic | Under Construction | 2022-09-01 | 150 | 150 | 150 | 150
J1156 | Withdrawn | 2018-03-12 | 2019-08-28 |  | 2020-06-01 | ENTERGY ARKANSAS, LLC | Crittenden County |  |  | AR | DPP-2018-APR | South | GIA | NRIS | Kuhn Rd. - Parkin 161 kV line tap | 150 | 150 | Solar | Photovoltaic | Not Started |  | 0 | 0 | 0 | 0
J1157 | Withdrawn | 2018-03-12 | 2019-08-28 |  | 2020-06-01 | ENTERGY MISSISSIPPI, LLC | Hinds County |  |  | MS | DPP-2018-APR | South | GIA | NRIS | Tinnin Road 230 kV Substation | 100 | 100 | Solar | Photovoltaic | Not Started |  | 0 | 0 | 0 | 0
J1158 | Done | 2018-03-12 |  | 2020-12-07 | 2020-06-01 | ENTERGY LOUISIANA, LLC | St. James Parish |  |  | LA | DPP-2018-APR | South | GIA | NRIS | Vacherie 230 kV Substation | 70 | 70 | Solar | Photovoltaic | Under Construction | 2022-12-01 | 70 | 70 | 70 | 70
J1159 | Withdrawn | 2018-03-12 | 2019-08-28 |  | 2020-06-01 | ENTERGY TEXAS, INC. | Walker County |  |  | TX | DPP-2018-APR | South | GIA | NRIS | Mount Zion 138 kV Substation | 100 | 100 | Solar | Photovoltaic | Not Started |  | 0 | 0 | 0 | 0
J1160 | Withdrawn | 2018-03-12 | 2019-01-31 |  | 2021-10-01 | American Transmission Co. LLC | Adams County | Wood County |  | WI | DPP-2018-APR | East (ATC) | GIA | NRIS | Sand Lake - Port Edwards 138 kV Line Tap | 100.23 | 100.23 | Solar | Photovoltaic | Not Started |  | 0 | 0 | 0 | 0
J1161 | Withdrawn | 2018-03-12 | 2020-01-07 |  | 2021-10-01 | Ameren Missouri | Scott County |  |  | MO | DPP-2018-APR | Central | GIA | NRIS | Miner - Kelso 161 kV Line Tap | 100.23 | 100.23 | Solar | Photovoltaic | Not Started |  | 0 | 0 | 0 | 0
J1162 | Withdrawn | 2018-03-12 | 2019-08-28 |  | 2020-06-01 | ENTERGY TEXAS, INC. | Jefferson County |  |  | TX | DPP-2018-APR | South | GIA | NRIS | Jacinto - China 230 kV Line Tap | 80 | 80 | Solar | Photovoltaic | Not Started |  | 0 | 0 | 0 | 0
J1163 | Withdrawn | 2018-03-12 | 2019-08-28 |  | 2020-06-01 | ENTERGY MISSISSIPPI, LLC | Quitman County | Tunica County |  | MS | DPP-2018-APR | South | GIA | NRIS | Crenshaw - Tunica 115kv Line Tap | 120 | 120 | Solar | Photovoltaic | Not Started |  | 0 | 0 | 0 | 0
J1164 | Done | 2018-03-12 |  | 2022-04-06 | 2021-08-01 | ITC MIDWEST | Rock County |  |  | MN | DPP-2018-APR | West | GIA | ERIS | Magnolia 161 kV Substation | 80 | 80 | Solar | Photovoltaic | Not Started | 2024-08-01 | 80 | 80 | 80 | 0
J1165 | Withdrawn | 2018-03-12 | 2019-08-28 |  | 2020-06-01 | ENTERGY LOUISIANA, LLC | Jefferson Davis Parish |  |  | LA | DPP-2018-APR | South | GIA | NRIS | LC Bulk - Henning 138 kV Line Tap | 150 | 150 | Solar | Photovoltaic | Not Started |  | 0 | 0 | 0 | 0
J1166 | Withdrawn | 2018-03-12 | 2019-08-28 |  | 2020-06-01 | ENTERGY LOUISIANA, LLC | Acadia Parish |  |  | LA | DPP-2018-APR | South | GIA | NRIS | Bayou Cove - Richard 138 kV Line Tap | 50 | 50 | Solar | Photovoltaic | Not Started |  | 0 | 0 | 0 | 0
J1167 | Withdrawn | 2018-03-12 | 2019-01-14 |  | 2020-06-01 | ENTERGY ARKANSAS, LLC | St. Francis County |  |  | AR | DPP-2018-APR | South | GIA | NRIS | AECC Forrest City West 161 kV Substation | 50 | 50 | Solar | Photovoltaic | Not Started |  | 0 | 0 | 0 | 0
J1168 | Withdrawn | 2018-03-12 | 2019-08-28 |  | 2020-06-01 | ENTERGY TEXAS, INC. | Liberty County |  |  | TX | DPP-2018-APR | South | GIA | NRIS | Pintail 138 kV Substation | 80 | 80 | Solar | Photovoltaic | Not Started |  | 0 | 0 | 0 | 0
J1169 | Done | 2018-03-12 |  | 2022-02-07 | 2021-08-31 | NORTHERN STATES POWER COMPANY | McCook County |  |  | SD | DPP-2018-APR | West | GIA | ERIS | Grant 115 kV Substation | 50 | 50 | Solar | Photovoltaic | Not Started | 2024-07-30 | 50 | 50 | 50 | 0
J1170 | Withdrawn | 2018-03-12 | 2020-03-25 |  | 2021-08-01 | NORTHERN STATES POWER COMPANY | Cass County |  |  | ND | DPP-2018-APR | West | GIA | NRIS | Bison 345 kV Substation | 200 | 200 | Solar | Photovoltaic | Not Started |  | 0 | 0 | 0 | 0
J1171 | Done | 2018-03-12 |  | 2021-05-19 | 2021-08-01 | American Transmission Co. LLC | Dodge County |  |  | WI | DPP-2018-APR | East (ATC) | GIA | NRIS | Butternut 138 kV Substation | 100 | 100 | Solar | Photovoltaic | Under Construction | 2023-01-26 | 100 | 100 | 100 | 100
J1172 | Done | 2018-03-12 |  | 2021-05-03 | 2021-07-01 | METC | Genesee County |  |  | MI | DPP-2018-APR | East (ITC) | GIA | NRIS | Dort - Garfield 138 kV Line Tap | 50 | 50 | Solar | Photovoltaic | Under Construction | 2023-08-01 | 50 | 50 | 50 | 50
J1173 | Withdrawn | 2018-03-12 | 2020-06-30 |  | 2019-12-01 | CONSUMERS ENERGY COMPANY | Lenawee County |  |  | MI | DPP-2018-APR | East (ITC) | GIA | NRIS | Raisin - METC Tap 138kV Line Tap | 80 | 80 | Solar | Photovoltaic | Not Started |  | 80 | 80 | 0 | 0
J1174 | Done | 2018-03-12 |  | 2022-02-07 | 2021-10-31 | ITC MIDWEST | Worth County |  |  | IA | DPP-2018-APR | West | GIA | NRIS | Ledyard - Colby 345 kV Line Tap | 165 | 165 | Solar | Photovoltaic | Under Construction | 2024-06-30 | 165 | 165 | 165 | 165
J1175 | Done | 2018-03-12 |  | 2022-02-07 | 2021-10-31 | ITC MIDWEST | Worth County |  |  | IA | DPP-2018-APR | West | GIA | ERIS | Ledyard - Colby 345kV Line Tap | 165 | 165 | Wind | Wind Turbine | Not Started | 2024-06-30 | 165 | 165 | 165 | 0
J1176 | Withdrawn | 2018-03-12 | 2019-08-15 |  | 2021-10-31 | ITC MIDWEST | Cerro Gordo County | Worth County |  | IA | DPP-2018-APR | West | GIA | NRIS | Lime Creek 161 kV Substation | 145 | 145 | Wind | Wind Turbine | Not Started |  | 0 | 0 | 0 | 0
J1177 | Withdrawn | 2018-03-12 | 2020-03-25 |  | 2020-09-30 | AMEREN TRANSMISSION COMPANY OF ILLINOIS | Schuyler County |  |  | MO | DPP-2018-APR | West | GIA | NRIS | Hughes 345 kV Switching Station (J541 POI) | 300 | 300 | Wind | Wind Turbine | Not Started |  | 0 | 0 | 0 | 0
J1178 | Withdrawn | 2018-03-12 | 2021-08-06 | 2021-05-03 | 2020-07-01 | METC | Eaton County |  |  | MI | DPP-2018-APR | East (ITC) | GIA | NRIS | Oneida 138 kV Substation | 65 | 65 | Solar | Photovoltaic | Withdrawn | 2023-08-01 | 65 | 65 | 65 | 65
J1179 | Withdrawn | 2018-03-12 | 2020-03-25 |  | 2021-10-31 | NORTHERN STATES POWER COMPANY | Chisago County |  |  | MN | DPP-2018-APR | West | GIA | NRIS | Rush City - Red Rock 230 kV Line Tap | 300 | 300 | Solar | Photovoltaic | Not Started |  | 0 | 0 | 0 | 0
J1180 | Done | 2018-03-12 |  | 2021-10-12 | 2020-08-14 | AMEREN ILLINOIS | Clark County |  |  | IL | DPP-2018-APR | Central | GIA | NRIS | Casey West - Sullivan 345 kV Line | 75 | 75 | Solar | Photovoltaic | Under Construction | 2023-05-01 | 75 | 75 | 75 | 75
J1181 | Done | 2018-03-12 |  | 2021-06-15 | 2021-10-31 | ITC MIDWEST | Chickasaw County |  |  | IA | DPP-2018-APR | West | GIA | NRIS | Hazleton - Mitchell county 345 kV line | 200 | 200 | Wind | Wind Turbine | In Service | 2022-10-31 | 200 | 200 | 200 | 0
J1182 | Done | 2018-03-12 |  | 2022-03-18 | 2021-11-15 | AMEREN TRANSMISSION COMPANY OF ILLINOIS | Adair County |  |  | MO | DPP-2018-APR | Central | GIA | NRIS | Zachary Substation 345 kV Bus | 250 | 250 | Solar | Photovoltaic | In Service | 2024-11-15 | 250 | 250 | 250 | 250
J1183 | Done | 2018-03-12 |  | 2021-04-02 | 2019-01-31 | American Transmission Co. LLC | Delta County |  |  | MI | DPP-2018-APR | East (ATC) | GIA | ERIS | Heritage Garden substation | 1.35 | 1.35 | Solar | Photovoltaic | In Service | 2019-10-15 | 1.35 | 0 | 1.35 | 0
J1184 | Done | 2018-03-12 |  | 2020-10-09 | 2020-06-01 | ENTERGY LOUISIANA, LLC | Washington Parish |  |  | LA | DPP-2018-APR | South | GIA | NRIS | Lagen Holton-Franklinton 115kV Line Tap | 50 | 50 | Solar | Photovoltaic | Under Construction | 2021-04-09 | 50 | 50 | 50 | 50
J1185 | Withdrawn | 2018-03-12 | 2019-04-24 |  | 2020-09-30 | Ameren Missouri | Putnam County |  |  | MO | DPP-2018-APR | West | GIA | NRIS | Adair - Appanoose 161 kV Line Tap | 200 | 200 | Wind | Wind Turbine | Not Started |  | 0 | 0 | 0 | 0
J1186 | Withdrawn | 2018-03-12 | 2019-08-28 |  | 2020-06-01 | ENTERGY TEXAS, INC. | San Jacinto County |  |  | TX | DPP-2018-APR | South | GIA | NRIS | Pelican Road - Shepard 138 kV Line Tap | 100 | 100 | Solar | Photovoltaic | Not Started |  | 0 | 0 | 0 | 0
J1187 | Withdrawn | 2018-03-12 | 2021-03-09 |  | 2022-05-01 | GREAT RIVER ENERGY | Mercer County |  |  | ND | DPP-2018-APR | West | GIA | NRIS | Stanton 230 kV Substation | 151.8 | 151.8 | Wind | Wind Turbine | Not Started |  | 151.8 | 151.8 | 0 | 0
J1188 | Done | 2018-03-12 |  | 2021-05-18 | 2021-08-31 | American Transmission Co. LLC | Rock County |  |  | WI | DPP-2018-APR | East (ATC) | GIA | NRIS | Sheepskin 69 kV Substation | 50 | 50 | Solar | Photovoltaic | In Service | 2022-06-01 | 50 | 50 | 50 | 50
J1189 | Done | 2018-03-12 |  |  | 2019-01-01 | DUKE ENERGY INDIANA, LLC | Brown County | Martin County |  | IN | DPP-2018-APR | Central | GIA | NRIS | Crane Solar 69kV Substation | 5 | 5 | Battery Storage | Battery Storage | Under Construction |  | 4.95 | 4.95 | 4.95 | 4.95
J1190 | Done | 2019-01-22 |  | 2023-01-26 | 2023-10-01 | ITC MIDWEST | Clinton County |  |  | IA | DPP-2019 | West | GIA | NRIS | Calamus East 161 kV Substation | 200 | 200 | Solar | Photovoltaic | Not Started | 2025-08-01 | 200 | 200 | 200 | 200
J1191 | Withdrawn | 2019-02-04 | 2025-02-10 |  | 2022-07-31 | City of Columbia, MO | Boone County |  |  | MO | DPP-2019 | Central | GIA | NRIS | Bolstad 69 kV Substation | 64 | 64 | Solar | Photovoltaic | Not Started | 2025-02-28 | 64 | 64 | 64 | 64
J1192 | Withdrawn | 2019-03-25 | 2022-10-25 | 2022-08-17 | 2021-07-01 | METC | Eaton County |  |  | MI | DPP-2019 | East (ITC) | GIA | NRIS | Oneida 138kV Substation | 35 | 35 | Solar | Photovoltaic | Withdrawn | 2024-07-01 | 35 | 35 | 35 | 35
J1193 | Withdrawn | 2019-04-22 | 2020-04-28 |  | 2023-10-01 | MONTANA-DAKOTA UTILITIES CO. | Morton County |  |  | ND | DPP-2019 | West | GIA | NRIS | Heskitt 115 kV Switchyard | 103.1 | 103.1 | Gas | Combustion Turbine (Simple Cycle) | Not Started |  | 0 | 0 | 0 | 0
J1194 | Done | 2019-04-24 |  |  | 2021-10-01 | METC | Midland County | Saginaw County |  | MI | DPP-2019 | East (ITC) | GIA | NRIS | Murphy 138 kV Substation | 225.2 | 225.2 | Wind | Wind Turbine | In Service (with Provisional GIA) | 2021-11-01 | 225.2 | 225.2 | 225.2 | 225.2
J1195 | Withdrawn | 2019-04-24 | 2020-01-03 |  | 2021-10-01 | METC | Branch County |  |  | MI | DPP-2019 | East (ITC) | GIA | NRIS | Wagner 138 kV Substation | 150.4 | 150.4 | Wind | Wind Turbine | Not Started |  | 0 | 0 | 0 | 0
J1196 | Done | 2019-04-25 |  | 2022-10-31 | 2022-08-29 | ITC MIDWEST | Sanilac County |  |  | MI | DPP-2019 | East (ITC) | GIA | NRIS | Greenwood - Rapson (Banner) 345 kV Line Tap | 200 | 200 | Solar | Photovoltaic | Not Started | 2025-08-09 | 200 | 200 | 200 | 200
J1197 | Withdrawn | 2019-04-25 | 2021-08-05 |  | 2021-06-15 | AMEREN ILLINOIS | LaSalle County |  |  | IL | DPP-2019 | Central | GIA | NRIS | Corbin 138kV Substation | 75 | 75 | Battery Storage | Battery Storage | Not Started |  | 0 | 0 | 0 | 0
J1198 | Done | 2019-04-25 |  |  | 2021-06-15 | AMEREN ILLINOIS | Jasper County |  |  | IL | DPP-2019 | Central | GIA | NRIS | Newton 345kV Substation | 51.8 | 51.8 | Hybrid | Solar/Battery | Not Started | 2023-04-01 | 51.8 | 51.8 | 51.8 | 51.8
J1199 | Done | 2019-04-25 |  |  | 2021-06-15 | AMEREN ILLINOIS | Fulton County |  |  | IL | DPP-2019 | Central | GIA | NRIS | Duck Creek 345kV Substation | 20 | 20 | Hybrid | Solar/Battery | Not Started | 2023-06-01 | 20 | 20 | 20 | 20
J1200 | Done | 2019-04-25 |  |  | 2021-06-15 | AMEREN ILLINOIS | Putnam County |  |  | IL | DPP-2019 | Central | GIA | NRIS | Putnam 138kV Substation | 24.2 | 24.2 | Hybrid | Solar/Battery | Not Started | 2024-06-01 | 24.2 | 24.2 | 24.2 | 24.2
J1201 | Done | 2019-04-25 |  |  | 2021-06-15 | AMEREN ILLINOIS | Montgomery County |  |  | IL | DPP-2019 | Central | GIA | NRIS | North Coffeen 138kV Substation | 44.2 | 44.2 | Hybrid | Solar/Battery | Not Started | 2024-06-01 | 44.2 | 44.2 | 44.2 | 44.2
J1202 | Done | 2019-04-25 |  |  | 2021-06-15 | AMEREN ILLINOIS | Randolph County |  |  | IL | DPP-2019 | Central | GIA | NRIS | Baldwin Plant 345kV Switchyard - Baldwin Unit 2 | 68.4 | 68.4 | Hybrid | Solar/Battery | Not Started | 2024-06-01 | 68.4 | 68.4 | 68.4 | 68.4
J1203 | Done | 2019-04-25 |  | 2022-08-17 | 2022-06-01 | METC | Genesee County |  |  | MI | DPP-2019 | East (ITC) | GIA | NRIS | Thetford 345kV Substation | 125 | 125 | Solar | Photovoltaic | Under Construction | 2025-05-15 | 125 | 125 | 125 | 125
J1204 | Withdrawn | 2019-04-26 | 2024-05-03 |  | 2022-06-01 | AMEREN ILLINOIS | Cumberland County |  |  | IL | DPP-2019 | Central | GIA | NRIS | Casey West 345kV Substation | 199.3 | 199.3 | Solar | Photovoltaic | Withdrawn | 2025-06-01 | 199.3 | 199.3 | 199.3 | 199.3
J1205 | Done | 2019-04-26 |  | 2021-11-30 | 2021-10-31 | CLECO POWER LLC | Allen Parish |  |  | LA | DPP-2019 | South | GIA | ERIS | Centennial - West Bay 138kV Line | 125 | 125 | Solar | Photovoltaic | In Service | 2023-09-30 | 125 | 125 | 125 | 0
J1206 | Withdrawn | 2019-04-26 | 2021-02-10 |  | 2021-04-01 | METC | Branch County |  |  | MI | DPP-2019 | East (ITC) | GIA | NRIS | Newton 138kV Substation | 50 | 50 | Gas | Combustion Turbine (Simple Cycle) | Not Started |  | 0 | 0 | 0 | 0
J1207 | Withdrawn | 2019-04-26 | 2022-12-02 | 2022-08-17 | 2021-04-01 | METC | Branch County |  |  | MI | DPP-2019 | East (ITC) | GIA | NRIS | Newton 138kV Substation | 50 | 50 | Gas | Combustion Turbine (Simple Cycle) | Withdrawn |  | 50 | 49.5 | 49.5 | 49.5
J1208 | Done | 2019-04-27 |  |  | 2023-10-31 | AMEREN ILLINOIS | Saline County |  |  | IL | DPP-2019 | Central | GIA | NRIS | Muddy - Crab Orchard 138 kV line | 80 | 80 | Solar | Photovoltaic | Not Started | 2023-11-04 | 80 | 80 | 80 | 80
J1209 | Done | 2019-04-27 |  |  | 2023-10-31 | AMEREN ILLINOIS | Saline County |  |  | IL | DPP-2019 | Central | GIA | NRIS | Muddy - Crab Orchard 138kV Line | 80 | 80 | Solar | Photovoltaic | Not Started | 2023-11-04 | 80 | 80 | 80 | 80
J1210 | Done | 2019-04-27 |  | 2022-08-17 | 2023-10-31 | METC | Iosco County |  |  | MI | DPP-2019 | East (ITC) | GIA | NRIS | Whittemore - Twining 138kV Line | 50 | 50 | Solar | Photovoltaic | Not Started | 2025-03-31 | 50 | 50 | 50 | 50
J1211 | Withdrawn | 2019-04-27 | 2021-02-11 |  | 2023-10-31 | CONSUMERS ENERGY COMPANY | Isabella County |  |  | MI | DPP-2019 | East (ITC) | GIA | NRIS | Vernon - METC Tap 138kV Line | 50 | 50 | Solar | Photovoltaic | Not Started |  | 0 | 0 | 0 | 0
J1212 | Withdrawn | 2019-04-27 | 2021-03-24 |  | 2023-10-31 | NORTHERN STATES POWER COMPANY | Murray County |  |  | MN | DPP-2019 | West | GIA | NRIS | Chanarambie-Ellsborough 115kV Line | 60 | 60 | Solar | Photovoltaic | Not Started |  | 0 | 0 | 0 | 0
J1213 | Done | 2019-04-27 |  |  | 2022-12-31 | Ameren Missouri | Iron County |  |  | MO | DPP-2019 | Central | GIA | NRIS | Taum Sauk 138kV Switchyard, Bus 1 & 2 | 60 | 60 | Hydro | Hydroelectric | Not Started | 2024-11-02 | 60 | 60 | 60 | 60
J1214 | Done | 2019-04-27 |  |  | 2022-10-30 | American Transmission Co. LLC | Dane County |  |  | WI | DPP-2019 | East (ATC) | GIA | NRIS | Rockdale 345 kV Substation | 300 | 300 | Solar | Photovoltaic | Not Started | 2025-06-01 | 300 | 300 | 300 | 240
J1215 | Done | 2019-04-27 |  | 2022-01-25 | 2022-10-30 | ENTERGY ARKANSAS, LLC | Arkansas County |  |  | AR | DPP-2019 | South | GIA | NRIS | Stuttgart Ricuskey - Woodward 230 kV | 200 | 200 | Solar | Photovoltaic | Not Started | 2024-06-01 | 155 | 155 | 155 | 155
J1216 | Done | 2019-04-27 |  |  | 2023-10-30 | AMEREN ILLINOIS | Washington County |  |  | IL | DPP-2019 | Central | GIA | NRIS | Ashley 138 kV Substation | 250 | 250 | Solar | Photovoltaic | Not Started | 2026-06-01 | 185 | 185 | 185 | 185
J1217 | Withdrawn | 2019-04-27 | 2021-03-18 |  | 2022-10-30 | CLECO POWER LLC | St. Landry Parish |  |  | LA | DPP-2019 | South | GIA | NRIS | Ville Platte - West Fork 230 kV Line Tap | 200 | 200 | Solar | Photovoltaic | Not Started |  | 200 | 200 | 0 | 0
J1218 | Done | 2019-04-27 |  | 2023-01-26 | 2023-10-30 | MIDAMERICAN ENERGY COMPANY | Muscatine County |  |  | IA | DPP-2019 | West | GIA | NRIS | Sub 92 345 kV | 200 | 200 | Solar | Photovoltaic | Not Started | 2026-06-30 | 200 | 200 | 200 | 160
J1219 | Done | 2019-04-27 |  | 2021-11-30 | 2022-10-30 | ENTERGY LOUISIANA, LLC | Tangipahoa Parish |  |  | LA | DPP-2019 | South | GIA | NRIS | Chicken Farm - Amite 115 kV Line | 100 | 100 | Solar | Photovoltaic | Under Construction | 2024-09-24 | 100 | 100 | 100 | 100
J1220 | Withdrawn | 2019-04-27 | 2020-08-04 |  | 2022-10-30 | CLECO POWER LLC | Rapides Parish |  |  | LA | DPP-2019 | South | GIA | NRIS | Rapides - Rodemacher 230 kV Line Tap | 200 | 200 | Solar | Photovoltaic | Not Started |  | 0 | 0 | 0 | 0
J1221 | Done | 2019-04-27 |  |  | 2023-10-30 | GREAT RIVER ENERGY | Wadena County |  |  | MN | DPP-2019 | West | GIA | NRIS | Wing River- Riverton 230kV line | 150 | 150 | Solar | Photovoltaic | Not Started | 2028-10-30 | 150 | 150 | 150 | 120
J1222 | Withdrawn | 2019-04-27 | 2021-08-05 |  | 2022-10-30 | Ameren Missouri | Ralls County |  |  | MO | DPP-2019 | Central | GIA | NRIS | Spencer Creek 345 kV Substation | 200 | 200 | Solar | Photovoltaic | Not Started |  | 0 | 0 | 0 | 0
J1223 | Withdrawn | 2019-04-27 | 2021-03-18 |  | 2023-10-30 | ENTERGY MISSISSIPPI, LLC | Pike County |  |  | MS | DPP-2019 | South | GIA | NRIS | Colonial Pipeline - Kentwood 115 kV Line | 150 | 150 | Solar | Photovoltaic | Not Started |  | 75 | 75 | 0 | 0
J1224 | Done | 2019-04-27 |  |  | 2022-10-30 | ITC MIDWEST | Washtenaw County |  |  | MI | DPP-2019 | East (ITC) | GIA | NRIS | Majestic - Milan 345 kV Line Tap | 170 | 170 | Solar | Photovoltaic | Under Construction | 2025-10-30 | 170 | 170 | 153 | 153
J1225 | Withdrawn | 2019-04-27 | 2021-08-05 |  | 2023-09-29 | AMEREN ILLINOIS | Washington County |  |  | IL | DPP-2019 | Central | GIA | NRIS | Ashley-Turkey Hill Line 1482, between the Okawville and North Nashville substations | 160 | 160 | Solar | Photovoltaic | Not Started |  | 0 | 0 | 0 | 0
J1226 | Done | 2019-04-27 |  | 2022-08-17 | 2023-09-29 | METC | Lenawee County |  |  | MI | DPP-2019 | East (ITC) | GIA | NRIS | Morocco 345 kV Substation | 200 | 200 | Solar | Photovoltaic | Under Construction | 2024-08-01 | 200 | 200 | 200 | 200
J1227 | Withdrawn | 2019-04-27 | 2021-08-05 |  | 2023-09-29 | Southern Indiana Gas & Electric Company d/b/a Vectren Energy Delivery of Indiana, Inc. | Spencer County |  |  | IN | DPP-2019 | Central | GIA | NRIS | Dubois - FB Culley 138 kV Line Tap | 125 | 125 | Solar | Photovoltaic | Not Started |  | 0 | 0 | 0 | 0
J1228 | Withdrawn | 2019-04-27 | 2019-11-05 |  | 2023-09-29 | ITC MIDWEST | Faribault County |  |  | MN | DPP-2019 | West | GIA | NRIS | Huntley 161 kV Substation | 100 | 100 | Solar | Photovoltaic | Not Started |  | 0 | 0 | 0 | 0
J1229 | Done | 2019-04-29 |  | 2023-01-26 | 2023-10-30 | MIDAMERICAN ENERGY COMPANY | Muscatine County |  |  | IA | DPP-2019 | West | GIA | NRIS | Sub 92 345 kV Substation | 50 | 50 | Battery Storage | Battery Storage | Not Started | 2026-06-30 | 50 | 50 | 50 | 50
J1230 | Withdrawn | 2019-04-27 | 2021-03-24 |  | 2023-10-30 | GREAT RIVER ENERGY | Wadena County |  |  | MN | DPP-2019 | West | GIA | NRIS | Wing River- Riverton 230kV line | 40 | 40 | Battery Storage | Battery Storage | Not Started |  | 0 | 0 | 0 | 0
J1231 | Withdrawn | 2019-04-28 | 2024-12-13 |  | 2022-09-01 | BIG RIVERS ELECTRIC CORPORATION | Lyon County |  |  | KY | DPP-2019 | Central | GIA | NRIS | Barkley - Caldwell 161kV Line | 125 | 125 | Solar | Photovoltaic | Withdrawn | 2025-09-01 | 125 | 125 | 125 | 125
J1232 | Done | 2019-04-29 |  |  | 2022-07-01 | AMEREN ILLINOIS | Coles County |  |  | IL | DPP-2019 | Central | GIA | NRIS | Chesterville - Mattoon West 138kV Line | 99 | 99 | Solar | Photovoltaic | Not Started | 2025-07-01 | 99 | 99 | 99 | 99
J1233 | Withdrawn | 2019-04-29 | 2023-02-06 |  | 2023-10-30 | Southern Indiana Gas & Electric Company d/b/a Vectren Energy Delivery of Indiana, Inc. | Pike County |  |  | IN | DPP-2019 | Central | GIA | NRIS | Cato 138 kV Substation | 32.5 | 32.5 | Battery Storage | Battery Storage | Not Started |  | 32.5 | 32.5 | 32.5 | 32.5
J1234 | Done | 2019-04-29 |  |  | 2023-10-31 | DUKE ENERGY INDIANA, LLC CIN | Knox County |  |  | IN | DPP-2019 | Central | GIA | NRIS | Edwardsport - Washington Mun, Linton 138kV Line | 100 | 100 | Solar | Photovoltaic | Not Started | 2023-09-15 | 100 | 100 | 100 | 100
J1235 | Done | 2019-04-29 |  |  | 2023-10-31 | DUKE ENERGY INDIANA, LLC CIN | Knox County |  |  | IN | DPP-2019 | Central | GIA | NRIS | Edwardsport - Washington Mun, Linton 138kV Line | 50 | 50 | Solar | Photovoltaic | Not Started | 2023-09-15 | 50 | 50 | 50 | 50
J1236 | Withdrawn | 2019-04-29 | 2020-08-04 |  | 2022-10-30 | CLECO POWER LLC | St. Landry Parish |  |  | LA | DPP-2019 | South | GIA | NRIS | Ville Platte - West Form 230 kV Line Tap | 50 | 50 | Battery Storage | Battery Storage | Not Started |  | 0 | 0 | 0 | 0
J1237 | Withdrawn | 2019-04-29 | 2020-01-03 |  | 2022-09-01 | ITC MIDWEST | Washtenaw County |  |  | MI | DPP-2019 | East (ITC) | GIA | NRIS | Majestic - Milan 345kV Line | 175 | 175 | Solar | Photovoltaic | Not Started |  | 0 | 0 | 0 | 0
J1238 | Withdrawn | 2019-04-29 | 2020-08-04 |  | 2022-10-30 | CLECO POWER LLC | Rapides Parish |  |  | LA | DPP-2019 | South | GIA | NRIS | Rapides - Rodemacher 230 kV Line Tap | 50 | 50 | Battery Storage | Battery Storage | Not Started |  | 0 | 0 | 0 | 0
J1239 | Done | 2019-04-29 |  | 2021-11-29 | 2023-04-01 | ENTERGY LOUISIANA, LLC | Ouachita Parish |  |  | LA | DPP-2019 | South | GIA | ERIS | Rilla 115 kV Substation | 100 | 100 | Solar | Photovoltaic | Under Construction | 2024-10-15 | 100 | 70 | 100 | 0
J1240 | Withdrawn | 2019-04-29 | 2019-11-01 |  | 2022-09-01 | Ameren Missouri | Audrain County |  |  | MO | DPP-2019 | Central | GIA | NRIS | Spencer Creek 345kV Substation | 135 | 135 | Solar | Photovoltaic | Not Started |  | 0 | 0 | 0 | 0
J1241 | Done | 2019-04-29 |  |  | 2022-09-01 | AMEREN ILLINOIS | Jefferson County |  |  | IL | DPP-2019 | Central | GIA | NRIS | West Mt Vernon - Xenia 345kV Line | 200 | 200 | Solar | Photovoltaic | Not Started | 2024-12-10 | 165 | 165 | 165 | 165
J1242 | Withdrawn | 2019-04-29 | 2021-08-05 |  | 2022-05-15 | AMEREN ILLINOIS | Hancock County |  |  | IL | DPP-2019 | Central | GIA | E-NRIS | Hamilton Line 796 Tap to Audrian 69kV Line | 25 | 25 | Solar | Photovoltaic | Not Started |  | 0 | 0 | 0 | 0
J1243 | Withdrawn | 2019-04-29 | 2021-08-05 |  | 2022-05-15 | AMEREN ILLINOIS | McDonough County |  |  | IL | DPP-2019 | Central | GIA | E-NRIS | Macomb West #2 - Blandlnsville Tap 69kV Line | 25 | 25 | Solar | Photovoltaic | Not Started |  | 0 | 0 | 0 | 0
J1244 | Withdrawn | 2019-04-29 | 2022-03-08 |  | 2021-09-15 | American Transmission Co. LLC | Houghton County |  |  | MI | DPP-2019 | East (ATC) | GIA | NRIS | Winona - Toivola - Portage Tap - Atlantic Mine 69kV Line | 38.4 | 38.4 | Wind | Wind Turbine | Not Started |  | 38.4 | 38.4 | 0 | 0
J1245 | Withdrawn | 2019-04-29 | 2020-08-04 |  | 2022-10-30 | ENTERGY ARKANSAS, LLC | Arkansas County |  |  | AR | DPP-2019 | South | GIA | NRIS | Stuttgart Ricuskey - Woodward 230 kV | 50 | 50 | Battery Storage | Battery Storage | Not Started |  | 0 | 0 | 0 | 0
J1246 | Done | 2019-04-29 |  | 2022-04-06 | 2023-10-31 | ENTERGY LOUISIANA, LLC | Iberville Parish |  |  | LA | DPP-2019 | South | GIA | NRIS | Bayou Labutte 500kV Substation | 725.2 | 725.2 | Gas | Combined Cycle | Not Started | 2025-09-20 | 705 | 705 | 705.2 | 705.2
J1247 | Done | 2019-04-29 |  | 2022-05-31 | 2020-08-01 | CLECO POWER LLC | St. Mary | St. Mary Parish |  | LA | DPP-2019 | South | GIA | ERIS | Ivanhoe 138kV Substation | 16.98 | 16.98 | Waste Heat Recovery | Co-gen | Under Construction | 2021-10-31 | 30.98 | 0 | 30.98 | 0
J1248 | Done | 2019-04-29 |  | 2022-08-17 | 2021-08-01 | METC | Calhoun County |  |  | MI | DPP-2019 | East (ITC) | GIA | NRIS | Marshall - Black Stone 138 kV line | 100 | 100 | Solar | Photovoltaic | Not Started | 2025-09-01 | 100 | 100 | 100 | 100
J1249 | Done | 2019-04-29 |  | 2022-01-20 | 2022-03-01 | COOPERATIVE ENERGY | Lamar County |  |  | MS | DPP-2019 | South | GIA | NRIS | Morrow 161 kV Substation | 600 | 600 | Gas | Combined Cycle | In Service | 2022-07-24 | 600 | 600 | 600 | 600
J1250 | Withdrawn | 2019-04-29 | 2020-08-04 |  | 2022-10-30 | ENTERGY ARKANSAS, LLC | Clay County |  |  | AR | DPP-2019 | South | GIA | NRIS | Datto-Corning North 161 kV line | 35 | 35 | Battery Storage | Battery Storage | Not Started |  | 0 | 0 | 0 | 0
J1251 | Done | 2019-04-29 |  | 2022-09-08 | 2022-10-30 | American Transmission Co. LLC | Marquette County |  |  | MI | DPP-2019 | East (ATC) | GIA | NRIS | Arnold - Perkins 138 kV Line Tap | 100 | 100 | Solar | Photovoltaic | Under Construction | 2025-06-12 | 100 | 100 | 100 | 80
J1252 | Withdrawn | 2019-04-29 | 2021-02-08 |  | 2022-10-30 | American Transmission Co. LLC | Marquette County |  |  | MI | DPP-2019 | East (ATC) | GIA | NRIS | Arnold - Perkins 138 kV Line Tap | 20 | 20 | Battery Storage | Battery Storage | Not Started |  | 0 | 0 | 0 | 0
J1253 | Withdrawn | 2019-04-29 | 2024-10-18 |  | 2021-08-01 | American Transmission Co. LLC | Fond du Lac County |  |  | WI | DPP-2019 | East (ATC) | GIA | NRIS | South Fond Du Lac to Fitzgerald 345 kV line | 100 | 100 | Solar | Photovoltaic | Withdrawn | 2024-08-01 | 100 | 100 | 100 | 100
J1254 | Withdrawn | 2019-04-29 | 2021-08-05 |  | 2023-10-31 | DUKE ENERGY INDIANA, LLC | Knox County |  |  | IN | DPP-2019 | Central | GIA | NRIS | Merom - Gibson - Wheatland 345kV Line | 150 | 150 | Solar | Photovoltaic | Not Started |  | 0 | 0 | 0 | 0
J1255 | Done | 2019-04-29 |  | 2022-10-31 | 2022-10-30 | METC | Ionia County |  |  | MI | DPP-2019 | East (ITC) | GIA | NRIS | Marquette - Vergennes 138 kV Line Tap | 200 | 200 | Solar | Photovoltaic | Under Construction | 2025-10-30 | 100 | 100 | 100 | 100
J1256 | Withdrawn | 2019-04-29 | 2020-05-06 |  | 2022-10-30 | ITC MIDWEST | Washtenaw County |  |  | MI | DPP-2019 | East (ITC) | GIA | NRIS | Dorset 120 kV Substation | 150 | 150 | Solar | Photovoltaic | Not Started |  | 0 | 0 | 0 | 0
J1257 | Done | 2019-04-29 |  | 2021-11-30 | 2022-10-30 | ENTERGY LOUISIANA, LLC | Tangipahoa Parish |  |  | LA | DPP-2019 | South | GIA | NRIS | Chicken Farm - Amite 115 kV Line | 20 | 20 | Battery Storage | Battery Storage | Under Construction | 2024-09-24 | 20 | 20 | 20 | 20
J1258 | Done | 2019-04-29 |  | 2021-11-29 | 2023-10-30 | ENTERGY ARKANSAS, LLC | Lonoke County |  |  | AR | DPP-2019 | South | GIA | NRIS | KEO EHV 500 kV Substation | 50 | 50 | Solar | Photovoltaic | Not Started | 2024-10-15 | 50 | 50 | 50 | 50
J1259 | Withdrawn | 2019-04-29 | 2020-08-04 |  | 2022-10-30 | ENTERGY MISSISSIPPI, LLC | Pike County |  |  | MS | DPP-2019 | South | GIA | NRIS | Colonial Pipeline - Kentwood 115 kV Line | 50 | 50 | Battery Storage | Battery Storage | Not Started |  | 0 | 0 | 0 | 0
J1260 | Withdrawn | 2019-04-29 | 2020-08-05 |  | 2021-10-01 | ENTERGY ARKANSAS, LLC | Desha County |  |  | AR | DPP-2019 | South | GIA | NRIS | Dumas - Reed 115kV Line | 164 | 164 | Solar | Photovoltaic | Not Started |  | 0 | 0 | 0 | 0
J1261 | Withdrawn | 2019-04-29 | 2020-08-05 |  | 2021-10-01 | ENTERGY ARKANSAS, LLC | Monroe County |  |  | AR | DPP-2019 | South | GIA | NRIS | Clarendon - Brinkley East 115kV Line | 90 | 90 | Solar | Photovoltaic | Not Started |  | 0 | 0 | 0 | 0
J1262 | Done | 2019-04-29 |  | 2022-08-17 | 2019-06-01 | ITC MIDWEST | Wayne County |  |  | MI | DPP-2019 | East (ITC) | GIA | ERIS | Waterman 120kV Substation | 25 | 25 | Gas | Combined Cycle | Not Started | 2022-06-01 | 25 | 0 | 25 | 0
J1263 | Done | 2019-04-29 |  |  | 2022-01-01 | AMEREN ILLINOIS | Clark County |  |  | IL | DPP-2019 | Central | GIA | NRIS | Casey - Kansas West 345kV Line | 408.6 | 408.6 | Hybrid | Solar/Battery | Not Started | 2025-01-01 | 408.6 | 408.6 | 408.6 | 408.6
J1264 | Withdrawn | 2019-04-29 | 2020-05-11 |  | 2021-09-01 | American Transmission Co. LLC | Schoolcraft County |  |  | MI | DPP-2019 | East (ATC) | GIA | NRIS | Blaney Park - Engadine - Hiawatha - Alger - Munising 69kV Line | 20 | 20 | Gas | Combustion Turbine (Simple Cycle) | Not Started |  | 0 | 0 | 0 | 0
J1265 | Withdrawn | 2019-04-29 | 2023-01-31 |  | 2022-07-01 | NORTHERN INDIANA PUBLIC SERVICE COMPANY LLC | LaGrange County |  |  | IN | DPP-2019 | Central | GIA | NRIS | Wolcottville - South Milford 69kV Line | 43 | 43 | Solar | Photovoltaic | Not Started |  | 43 | 43 | 43 | 43
J1266 | Done | 2019-04-29 |  |  | 2022-07-01 | AMEREN ILLINOIS | Marion County |  |  | IL | DPP-2019 | Central | GIA | NRIS | Kinmundy - Salem 138kV Line | 99 | 99 | Solar | Photovoltaic | Not Started | 2025-07-01 | 99 | 99 | 99 | 99
J1267 | Withdrawn | 2019-04-29 | 2020-08-06 |  | 2022-05-01 | ENTERGY ARKANSAS, LLC | Cross County |  |  | AR | DPP-2019 | South | GIA | NRIS | Fisher - Cherry Valley 161kV Line | 135 | 135 | Solar | Photovoltaic | Not Started |  | 0 | 0 | 0 | 0
J1268 | Done | 2019-04-29 |  |  | 2022-11-30 | Ameren Missouri | Lincoln County |  |  | MO | DPP-2019 | Central | GIA | NRIS | Pike - Troy 161kV Line | 150 | 150 | Solar | Photovoltaic | Not Started | 2023-12-01 | 150 | 88 | 150 | 70
J1269 | Done | 2019-04-29 |  |  | 2022-07-01 | Southern Indiana Gas & Electric Company d/b/a Vectren Energy Delivery of Indiana, Inc. | Warrick County |  |  | IN | DPP-2019 | Central | GIA | ERIS | Elliott 69kV Substation | 100 | 100 | Hybrid | Solar/Battery | Under Construction | 2025-07-01 | 100 | 47.6 | 100 | 0
J1270 | Done | 2019-04-29 |  |  | 2023-09-29 | MIDAMERICAN ENERGY COMPANY | Palo Alto County |  |  | IA | DPP-2019 | West | GIA | NRIS | Kossuth - O'Brien 345 kV Line Tap | 200 | 200 | Wind | Wind Turbine | Not Started | 2024-10-19 | 200 | 200 | 200 | 0
J1271 | Withdrawn | 2019-04-29 | 2021-08-05 |  | 2022-07-01 | Southern Indiana Gas & Electric Company d/b/a Vectren Energy Delivery of Indiana, Inc. | Vanderburgh County |  |  | IN | DPP-2019 | Central | GIA | NRIS | Oak Grove 138kV Substation | 100 | 100 | Battery Storage | Battery Storage | Not Started |  | 0 | 0 | 0 | 0
J1272 | Done | 2019-04-29 |  | 2022-09-02 | 2022-07-01 | Southern Indiana Gas & Electric Company d/b/a Vectren Energy Delivery of Indiana, Inc. | Vanderburgh County |  |  | IN | DPP-2019 | Central | GIA | ERIS | Angel Mound 138kV Substation | 50 | 50 | Battery Storage | Battery Storage | Under Construction | 2025-07-01 | 50 | 23.6 | 50 | 0
J1273 | Withdrawn | 2019-04-29 | 2019-11-05 |  | 2023-09-29 | NORTHERN INDIANA PUBLIC SERVICE COMPANY LLC | Marshall County | Starke County |  | IN | DPP-2019 | Central | GIA | NRIS | Burr Oak - East Winnamac 138 kV Line Tap | 100 | 100 | Solar | Photovoltaic | Not Started |  | 0 | 0 | 0 | 0
J1274 | Withdrawn | 2019-04-29 | 2021-08-05 |  | 2022-07-01 | Southern Indiana Gas & Electric Company d/b/a Vectren Energy Delivery of Indiana, Inc. | Posey County |  |  | IN | DPP-2019 | Central | GIA | NRIS | Point 69kV Substation | 100 | 100 | Hybrid | Solar/Battery | Not Started |  | 0 | 0 | 0 | 0
J1275 | Withdrawn | 2019-04-29 | 2021-08-05 |  | 2023-10-30 | BIG RIVERS ELECTRIC CORPORATION | Henderson County |  |  | KY | DPP-2019 | Central | GIA | NRIS | Henderson 161 kV Substation | 100 | 100 | Solar | Photovoltaic | Not Started |  | 0 | 0 | 0 | 0
J1276 | Withdrawn | 2019-04-29 | 2023-03-07 |  | 2022-07-01 | Southern Indiana Gas & Electric Company d/b/a Vectren Energy Delivery of Indiana, Inc. | Posey County |  |  | IN | DPP-2019 | Central | GIA | ERIS | Point 69kV Substation | 100 | 100 | Hybrid | Solar/Battery | Not Started |  | 100 | 47.1 | 100 | 0
J1277 | Withdrawn | 2019-04-29 | 2020-08-04 |  | 2022-10-30 | ENTERGY TEXAS, INC. | Liberty County |  |  | TX | DPP-2019 | South | GIA | NRIS | Pintail 138 kV Substation | 130 | 130 | Solar | Photovoltaic | Not Started |  | 0 | 0 | 0 | 0
J1278 | Withdrawn | 2019-04-29 | 2020-08-05 |  | 2022-03-01 | ENTERGY TEXAS, INC. | Polk County |  |  | TX | DPP-2019 | South | GIA | NRIS | Corrigan Bulk - Staley 138kV Line | 100 | 100 | Solar | Photovoltaic | Not Started |  | 0 | 0 | 0 | 0
J1279 | Withdrawn | 2019-04-29 | 2021-03-18 |  | 2022-03-01 | ENTERGY TEXAS, INC. | Hardin County |  |  | TX | DPP-2019 | South | GIA | NRIS | Rye - Cypress 138kV Line | 100 | 100 | Solar | Photovoltaic | Not Started |  | 100 | 100 | 0 | 0
J1280 | Withdrawn | 2019-04-29 | 2020-08-05 |  | 2022-03-01 | ENTERGY ARKANSAS, LLC | Monroe County |  |  | AR | DPP-2019 | South | GIA | NRIS | Brinkley East - Clarendon 115kV Line | 100 | 100 | Solar | Photovoltaic | Not Started |  | 0 | 0 | 0 | 0
J1281 | Done | 2019-04-29 |  |  | 2022-03-01 | ENTERGY ARKANSAS, LLC | Ashley County |  |  | AR | DPP-2019 | South | GIA | NRIS | Crossett - Monticello East 115kV Line | 75 | 75 | Solar | Photovoltaic | Not Started | 2024-10-31 | 75 | 75 | 75 | 75
J1282 | Withdrawn | 2019-04-29 | 2021-03-18 |  | 2022-03-01 | CLECO POWER LLC | Beauregard Parish |  |  | LA | DPP-2019 | South | GIA | NRIS | Cooper - Penton Road 230kV Line | 200 | 200 | Solar | Photovoltaic | Not Started |  | 200 | 200 | 0 | 0
J1283 | Withdrawn | 2019-04-29 | 2019-09-05 |  | 2023-03-01 | ENTERGY ARKANSAS, LLC | Jefferson County |  |  | AR | DPP-2019 | South | GIA | NRIS | White Bluff - Arsenal C and White Bluff - Arsenal D 115kV Line | 269.99 | 269.99 | Waste Heat Recovery | Co-gen | Not Started |  | 0 | 0 | 0 | 0
J1284 | Withdrawn | 2019-04-29 | 2021-03-24 |  | 2023-10-30 | ITC MIDWEST | Linn County |  |  | IA | DPP-2019 | West | GIA | NRIS | Duane Arnold - Tiffin (MEC) 345 kV Line Tap | 250 | 250 | Solar | Photovoltaic | Not Started |  | 0 | 0 | 0 | 0
J1285 | Withdrawn | 2019-04-29 | 2021-03-24 |  | 2023-10-30 | ITC MIDWEST | Linn County |  |  | IA | DPP-2019 | West | GIA | NRIS | Duane Arnold - Tiffin (MEC) 345 kV Line Tap | 50 | 50 | Battery Storage | Battery Storage | Not Started |  | 0 | 0 | 0 | 0
J1286 | Done | 2019-04-29 |  | 2021-11-29 | 2022-10-30 | CLECO POWER LLC | Evangeline Parish |  |  | LA | DPP-2019 | South | GIA | ERIS | Manuel 138 kV Substation | 150 | 150 | Solar | Photovoltaic | Under Construction | 2025-04-01 | 125 | 125 | 125 | 0
J1287 | Withdrawn | 2019-04-29 | 2020-08-05 |  | 2022-07-01 | ENTERGY MISSISSIPPI, LLC | Tunica County |  |  | MS | DPP-2019 | South | GIA | NRIS | Tunica - Crenshaw 115kV Line | 50 | 50 | Solar | Photovoltaic | Not Started |  | 0 | 0 | 0 | 0
J1288 | Withdrawn | 2019-04-29 | 2020-04-16 |  | 2023-08-01 | DUKE ENERGY INDIANA, LLC | Vermillion County |  |  | IN | DPP-2019 | Central | GIA | NRIS | Cayuga - Sugar Creek 345kVLine | 606.7 | 667.2 | Gas | Combined Cycle | Not Started |  | 0 | 0 | 0 | 0
J1289 | Done | 2019-04-29 |  |  | 2022-04-20 | AMEREN ILLINOIS | Morgan County |  |  | IL | DPP-2019 | Central | GIA | NRIS | Turner - Austin 345kV Line | 200 | 200 | Wind | Wind Turbine | In Service | 2024-11-01 | 200 | 200 | 200 | 200
J1290 | Withdrawn | 2019-04-29 | 2020-08-04 |  | 2022-10-30 | CLECO POWER LLC | Evangeline Parish |  |  | LA | DPP-2019 | South | GIA | NRIS | Manuel 138 kV Substation | 25 | 25 | Battery Storage | Battery Storage | Not Started |  | 0 | 0 | 0 | 0
J1291 | Withdrawn | 2019-04-29 | 2020-01-14 |  | 2022-10-30 | ENTERGY LOUISIANA, LLC | Catahoula Parish |  |  | LA | DPP-2019 | South | GIA | NRIS | Standard - Red Gum 115 kV Line Tap | 100 | 100 | Solar | Photovoltaic | Not Started |  | 0 | 0 | 0 | 0
J1292 | Done | 2019-04-29 |  | 2022-08-17 | 2021-05-01 | METC | Ionia County |  |  | MI | DPP-2019 | East (ITC) | GIA | ERIS | Thompson Road 138kV Substation | 198 | 198 | Wind | Wind Turbine | Not Started | 2024-09-01 | 198 | 198 | 198 | 0
J1293 | Withdrawn | 2019-04-29 | 2020-08-04 |  | 2022-10-30 | ENTERGY ARKANSAS, LLC | Lee County |  |  | AR | DPP-2019 | South | GIA | NRIS | Brinkley East - Moro 115 kV Line Tap | 25 | 25 | Battery Storage | Battery Storage | Not Started |  | 0 | 0 | 0 | 0
J1294 | Done | 2019-04-29 |  | 2022-01-25 | 2022-06-01 | ENTERGY MISSISSIPPI, LLC | Sunflower County |  |  | MS | DPP-2019 | South | GIA | NRIS | Indianola - Cleveland 115kV Line | 99 | 99 | Solar | Photovoltaic | Under Construction | 2023-12-31 | 99 | 99 | 99 | 99
J1295 | Done | 2019-04-29 |  |  | 2023-02-28 | DUKE ENERGY INDIANA, LLC CIN | Gibson County |  |  | IN | DPP-2019 | Central | GIA | NRIS | Gibson - Francisco 345kV Line | 280 | 280 | Solar | Photovoltaic | In Service | 2023-12-31 | 280 | 280 | 280 | 280
J1296 | Withdrawn | 2019-04-29 | 2021-08-05 |  | 2022-12-01 | Southern Indiana Gas & Electric Company d/b/a Vectren Energy Delivery of Indiana, Inc. | Gibson County |  |  | IN | DPP-2019 | Central | GIA | NRIS | Francisco 138kV Substation | 200 | 200 | Solar | Photovoltaic | Not Started |  | 0 | 0 | 0 | 0
J1297 | Done | 2019-04-29 |  | 2022-08-17 | 2021-12-01 | METC | Shiawassee County |  |  | MI | DPP-2019 | East (ITC) | GIA | NRIS | Cornell - Bell Road 138 kV Line | 170 | 170 | Solar | Photovoltaic | Under Construction | 2024-12-01 | 170 | 170 | 170 | 170
J1298 | Withdrawn | 2019-04-29 | 2023-02-02 |  | 2021-12-01 | SMMPA | Freeborn County |  |  | MN | DPP-2019 | West | GIA | NRIS | Hayward - Murphy Creek 161kV Line | 150 | 150 | Solar | Photovoltaic | Not Started |  | 150 | 150 | 150 | 150
J1299 | Done | 2019-04-29 |  |  | 2021-12-01 | Ameren Missouri | Scott County |  |  | MO | DPP-2019 | Central | GIA | NRIS | Miner - Kelso 161kV Line | 200 | 200 | Solar | Photovoltaic | Under Construction | 2025-04-30 | 149 | 149 | 149 | 149
J1300 | Withdrawn | 2019-04-29 | 2021-03-24 |  | 2021-12-01 | ITC MIDWEST | Nobles County |  |  | MN | DPP-2019 | West | GIA | NRIS | Brewster - Elk 161kV Line | 120 | 120 | Solar | Photovoltaic | Not Started |  | 0 | 0 | 0 | 0
J1301 | Withdrawn | 2019-04-29 | 2021-08-05 |  | 2021-12-01 | AMEREN ILLINOIS | Washington County |  |  | IL | DPP-2019 | Central | GIA | NRIS | Prest 138kV Switching Station | 150 | 150 | Solar | Photovoltaic | Not Started |  | 0 | 0 | 0 | 0
J1302 | Done | 2019-04-29 |  |  | 2022-12-01 | AMEREN ILLINOIS | Saline County |  |  | IL | DPP-2019 | Central | GIA | NRIS | Muddy - Norris City 138kV Line | 150 | 150 | Solar | Photovoltaic | Not Started | 2025-02-01 | 150 | 150 | 150 | 150
J1303 | Done | 2019-04-29 |  |  | 2021-12-01 | Southern Illinois Power Cooperative | Jackson County |  |  | IL | DPP-2019 | Central | GIA | NRIS | Campbell Hill - Jackson 161kV Line | 150 | 150 | Solar | Photovoltaic | Not Started | 2026-06-01 | 95 | 95 | 95 | 95
J1304 | Done | 2019-04-29 |  |  | 2021-12-01 | American Transmission Co. LLC | Rock County |  |  | WI | DPP-2019 | East (ATC) | GIA | NRIS | Paddock - Townline Road 138kV Line | 65 | 65 | Solar | Photovoltaic | In Service | 2023-08-11 | 65 | 65 | 65 | 65
J1305 | Done | 2019-04-29 |  |  | 2021-12-01 | American Transmission Co. LLC | Green County |  |  | WI | DPP-2019 | East (ATC) | GIA | NRIS | Albany - Bass Creek 138kV Line | 49.9 | 49.9 | Solar | Photovoltaic | In Service | 2023-05-05 | 49.9 | 49.9 | 49.9 | 49.9
J1306 | Done | 2019-04-29 |  |  | 2021-12-01 | AMEREN ILLINOIS | Perry County |  |  | IL | DPP-2019 | Central | GIA | NRIS | Commodore-Jordan 345kV Line | 200 | 200 | Solar | Photovoltaic | Not Started | 2024-12-01 | 200 | 200 | 200 | 200
J1307 | Withdrawn | 2019-04-29 | 2022-03-08 |  | 2022-12-01 | METC | Eaton County |  |  | MI | DPP-2019 | East (ITC) | GIA | NRIS | Oneida - Battle Creek 345kV Line | 150 | 150 | Solar | Photovoltaic | Not Started |  | 150 | 150 | 0 | 0
J1308 | Done | 2019-04-29 |  |  | 2021-12-01 | Southern Indiana Gas & Electric Company d/b/a Vectren Energy Delivery of Indiana, Inc. | Posey County |  |  | IN | DPP-2019 | Central | GIA | NRIS | AB Brown - Gibson 345kV Line | 300 | 300 | Solar | Photovoltaic | Not Started | 2024-04-01 | 300 | 300 | 270 | 270
J1309 | Withdrawn | 2019-04-29 | 2019-09-12 |  | 2021-09-30 | ENTERGY ARKANSAS, LLC | Arkansas County |  |  | AR | DPP-2019 | South | GIA | NRIS | Gillett 115 kV Substation | 129.9 | 129.9 | Solar | Photovoltaic | Not Started |  | 0 | 0 | 0 | 0
J1310 | Done | 2019-04-29 |  | 2022-08-17 | 2022-06-30 | METC | Jackson County |  |  | MI | DPP-2019 | East (ITC) | GIA | NRIS | Blackstone - Marshall 138 kV Line | 125 | 125 | Solar | Photovoltaic | Under Construction | 2024-10-01 | 125 | 125 | 125 | 125
J1311 | Done | 2019-04-29 |  |  | 2026-06-30 | HOOSIER ENERGY | St. Clair County |  |  | IL | DPP-2019 | Central | GIA | NRIS | Fayetteville Bee Hollow Road 138 kV Substation | 150 | 150 | Solar | Photovoltaic | Not Started | 2025-06-30 | 150 | 150 | 150 | 150
J1312 | Done | 2019-04-29 |  | 2023-01-26 | 2022-06-30 | NORTHERN STATES POWER COMPANY | McCook County |  |  | SD | DPP-2019 | West | GIA | NRIS | Grant 115 kV Substation | 50 | 50 | Solar | Photovoltaic | Not Started | 2025-06-30 | 50 | 50 | 50 | 50
J1313 | Done | 2019-04-29 |  | 2023-01-26 | 2022-06-30 | ITC MIDWEST | Greene County |  |  | IA | DPP-2019 | West | GIA | NRIS | 161kV bus at Karma substation | 100 | 100 | Solar | Photovoltaic | Not Started | 2025-06-30 | 100 | 100 | 100 | 100
J1314 | Done | 2019-04-29 |  | 2022-08-26 | 2022-06-30 | DAIRYLAND POWER COOPERATIVE | Polk County |  |  | WI | DPP-2019 | West | GIA | NRIS | Apple River 161 kV Substation | 100 | 100 | Solar | Photovoltaic | Under Construction | 2025-06-30 | 100 | 100 | 100 | 100
J1315 | Withdrawn | 2019-04-29 | 2022-09-01 |  | 2022-06-30 | NORTHERN STATES POWER COMPANY | Cottonwood County | Murray County | Redwood County | MN | DPP-2019 | West | GIA | NRIS | Lyon County - Cedar Mountain 345 kV Line Tap | 600 | 600 | Wind | Wind Turbine | Not Started |  | 600 | 600 | 600 | 0
J1316 | Done | 2019-04-29 |  |  | 2022-10-30 | American Transmission Co. LLC | Kenosha County |  |  | WI | DPP-2019 | East (ATC) | GIA | NRIS | Paris 138 kV Substation | 50 | 50 | Battery Storage | Battery Storage | Not Started | 2025-10-30 | 50 | 50 | 50 | 50
J1317 | Withdrawn | 2019-04-29 | 2020-01-03 |  | 2022-10-01 | ITC MIDWEST | Sanilac County |  |  | MI | DPP-2019 | East (ITC) | GIA | NRIS | Bennet 120kV Substation | 150 | 150 | Wind | Wind Turbine | Not Started |  | 0 | 0 | 0 | 0
J1318 | Withdrawn | 2019-04-29 | 2021-08-05 |  | 2022-07-01 | DUKE ENERGY INDIANA, LLC | Rush County |  |  | IN | DPP-2019 | Central | GIA | NRIS | Rushville 69kV Substation | 25 | 25 | Solar | Photovoltaic | Not Started |  | 0 | 0 | 0 | 0
J1319 | Done | 2019-04-29 |  |  | 2021-09-30 | ITC MIDWEST | Huron County |  |  | MI | DPP-2019 | East (ITC) | GIA | NRIS | Rapson 120kV Substation | 117.5 | 117.5 | Wind | Wind Turbine | In Service | 2022-08-01 | 117.5 | 117.5 | 112 | 112
J1320 | Done | 2019-04-29 |  |  | 2019-04-20 | METC | Branch County |  |  | MI | DPP-2019 | East (ITC) | GIA | NRIS | Coldwater - Batavia 138kV Line | 150 | 150 | Solar | Photovoltaic | Not Started | 2025-04-20 | 150 | 150 | 150 | 150
J1321 | Withdrawn | 2019-04-29 | 2022-02-21 |  | 2023-10-30 | MIDAMERICAN ENERGY COMPANY | Story County |  |  | IA | DPP-2019 | West | GIA | NRIS | O'Brien - Kossuth 345 kV Line Tap | 65 | 65 | Battery Storage | Battery Storage | Not Started |  | 65 | 65 | 0 | 0
J1322 | Withdrawn | 2019-04-29 | 2021-01-26 |  | 2022-04-20 | METC | Eaton County |  |  | MI | DPP-2019 | East (ITC) | GIA | NRIS | Battle Creek - Oneida 345kV Tap | 200 | 200 | Solar | Photovoltaic | Not Started |  | 0 | 0 | 0 | 0
J1323 | Done | 2019-04-29 |  |  | 2023-10-30 | NORTHERN INDIANA PUBLIC SERVICE COMPANY LLC | LaGrange County |  |  | IN | DPP-2019 | Central | GIA | NRIS | Lagrange 138 kV Substation | 25 | 25 | Battery Storage | Battery Storage | Not Started | 2025-06-01 | 25 | 25 | 25 | 25
J1324 | Withdrawn | 2019-04-29 | 2020-05-11 |  | 2022-04-20 | AMEREN ILLINOIS | Montgomery County |  |  | IL |  |  |  | NRIS | Midway 138kV Substation | 150 | 150 | Solar | Photovoltaic | Not Started |  | 0 | 0 | 0 | 0
J1325 | Done | 2019-04-29 |  | 2022-08-23 | 2022-06-30 | ITC MIDWEST | Rock County |  |  | MN | DPP-2019 | West | GIA | NRIS | Magnolia 161 kV substation | 200 | 200 | Solar | Photovoltaic | Under Construction | 2025-06-30 | 80 | 80 | 80 | 72
J1326 | Done | 2019-04-29 |  |  | 2022-10-30 | American Transmission Co. LLC | Dane County |  |  | WI | DPP-2019 | East (ATC) | GIA | NRIS | Rockdale 345 kV Substation | 75 | 75 | Battery Storage | Battery Storage | Not Started | 2025-06-01 | 75 | 75 | 75 | 75
J1327 | Withdrawn | 2019-04-29 | 2021-02-08 |  | 2022-10-30 | METC | Ionia County |  |  | MI | DPP-2019 | East (ITC) | GIA | NRIS | Marquette - Vergennes 138 kV Line Tap | 20 | 20 | Battery Storage | Battery Storage | Not Started |  | 0 | 0 | 0 | 0
J1328 | Withdrawn | 2019-04-29 | 2022-02-22 |  | 2022-04-20 | OTTER TAIL POWER COMPANY | Grant County |  |  | SD | DPP-2019 | West | GIA | NRIS | Big Stone South 345kV Sub | 100 | 100 | Solar | Photovoltaic | Not Started |  | 100 | 100 | 0 | 0
J1329 | Done | 2019-04-29 |  | 2022-10-31 | 2022-10-30 | ITC MIDWEST | Washtenaw County |  |  | MI | DPP-2019 | East (ITC) | GIA | NRIS | Majestic - Milan 345 kV Line Tap | 20 | 20 | Battery Storage | Battery Storage | Under Construction | 2025-10-30 | 20 | 20 | 20 | 20
J1330 | Withdrawn | 2019-04-29 | 2021-08-05 |  | 2022-04-20 | AMEREN ILLINOIS | Randolph County |  |  | IL | DPP-2019 | Central | GIA | NRIS | Baldwin 345kV Substation | 200 | 200 | Solar | Photovoltaic | Not Started |  | 0 | 0 | 0 | 0
J1331 | Done | 2019-04-29 |  | 2022-08-17 | 2022-06-30 | ITC | St. Clair County |  |  | MI | DPP-2019 | East (ITC) | GIA | NRIS | Greenwood 120 kV Substation | 100 | 100 | Solar | Photovoltaic | Not Started | 2025-02-28 | 100 | 100 | 100 | 100
J1332 | Withdrawn | 2019-04-29 | 2024-03-08 |  | 2022-04-20 | NORTHERN INDIANA PUBLIC SERVICE COMPANY LLC | Jasper County |  |  | IN | DPP-2019 | Central | GIA | NRIS | Rollin Schahfer - Lake George 345kV Line | 200 | 200 | Solar | Photovoltaic | Withdrawn | 2025-04-20 | 200 | 200 | 194 | 194
J1333 | Done | 2019-04-29 |  |  | 2022-07-01 | NORTHERN INDIANA PUBLIC SERVICE COMPANY LLC | Jasper County | Starke County |  | IN | DPP-2019 | Central | GIA | NRIS | Schahfer - Burr Oak 345kV Line | 199.5 | 199.5 | Hybrid | Solar/Battery | In Service | 2024-06-15 | 199.5 | 199.5 | 199.5 | 199.5
J1334 | Done | 2019-04-29 |  |  | 2022-07-01 | NORTHERN INDIANA PUBLIC SERVICE COMPANY LLC | Jasper County | Starke County |  | IN | DPP-2019 | Central | GIA | NRIS | Schahfer - Burr Oak 345kV Line | 199.5 | 199.5 | Hybrid | Solar/Battery | In Service | 2024-06-15 | 199.5 | 199.5 | 199.5 | 199.5
J1335 | Done | 2019-04-29 |  |  | 2022-07-01 | NORTHERN INDIANA PUBLIC SERVICE COMPANY LLC | Jasper County | Starke County |  | IN | DPP-2019 | Central | GIA | NRIS | Schahfer - Burr Oak 345kV Line | 199.5 | 199.5 | Hybrid | Solar/Battery | In Service | 2024-06-24 | 199.5 | 199.5 | 199.5 | 199.5
J1336 | Done | 2019-04-29 |  | 2023-01-30 | 2022-07-01 | NORTHERN INDIANA PUBLIC SERVICE COMPANY LLC | Jasper County | Starke County |  | IN | DPP-2019 | Central | GIA | NRIS | Schahfer - Burr Oak 345kV Line | 199.5 | 199.5 | Hybrid | Solar/Battery | Not Started | 2025-02-01 | 199.5 | 199.5 | 199.5 | 199.5
J1337 | Withdrawn | 2019-04-29 | 2021-03-24 |  | 2022-06-30 | NORTHERN STATES POWER COMPANY | Sherburne County |  |  | MN | DPP-2019 | West | GIA | NRIS | Sherburne County 345 kV substation | 300 | 300 | Solar | Photovoltaic | Not Started |  | 0 | 0 | 0 | 0
J1338 | Withdrawn | 2019-04-29 | 2021-08-05 |  | 2022-07-15 | Ameren Missouri | Audrain County |  |  | MO | DPP-2019 | Central | GIA | NRIS | Spencer Creek - Montgomery 345 kV Line Tap | 150 | 150 | Wind | Wind Turbine | Not Started |  | 0 | 0 | 0 | 0
J1339 | Done | 2019-04-29 |  |  | 2022-07-01 | NORTHERN INDIANA PUBLIC SERVICE COMPANY LLC | Jasper County | Starke County |  | IN | DPP-2019 | Central | GIA | NRIS | Schahfer - Burr Oak 345kV Line | 199.5 | 199.5 | Hybrid | Solar/Battery | Not Started | 2025-08-01 | 199.5 | 199.5 | 199.5 | 199.5
J1340 | Done | 2019-04-29 |  |  | 2022-07-01 | NORTHERN INDIANA PUBLIC SERVICE COMPANY LLC NIP | Jasper County | Starke County |  | IN | DPP-2019 | Central | GIA | NRIS | Schahfer - Burr Oak 345kV Line | 199.5 | 199.5 | Hybrid | Solar/Battery | Not Started | 2025-06-01 | 199.5 | 199.5 | 199.5 | 199.5
J1341 | Withdrawn | 2019-04-29 | 2021-03-24 |  | 2022-07-01 | ITC MIDWEST | Buchanan County |  |  | IA | DPP-2019 | West | GIA | NRIS | Hazleton 345kV Substation | 398 | 398 | Wind | Wind Turbine | Not Started |  | 0 | 0 | 0 | 0
J1342 | Withdrawn | 2019-04-29 | 2022-05-20 |  | 2023-06-30 | NORTHERN INDIANA PUBLIC SERVICE COMPANY LLC | Starke County |  |  | IN | DPP-2019 | Central | GIA | NRIS | Starke 138kV Substation | 99 | 99 | Solar | Photovoltaic | Not Started |  | 99 | 99 | 0 | 0
J1343 | Withdrawn | 2019-04-29 | 2020-03-05 |  | 2022-09-15 | ITC MIDWEST | Cerro Gordo County |  |  | IA | DPP-2019 | West | GIA | NRIS | Emery - Lime Creek 161 kV Line Tap | 96 | 96 | Solar | Photovoltaic | Not Started |  | 0 | 0 | 0 | 0
J1344 | Withdrawn | 2019-04-29 | 2020-03-05 |  | 2022-09-15 | MIDAMERICAN ENERGY COMPANY | Mills County |  |  | IA | DPP-2019 | West | GIA | NRIS | Hastings 69 kV Substation | 48 | 48 | Solar | Photovoltaic | Not Started |  | 0 | 0 | 0 | 0
J1345 | Withdrawn | 2019-04-29 | 2022-03-08 |  | 2021-10-01 | American Transmission Co. LLC | Dodge County |  |  | WI | DPP-2019 | East (ATC) | GIA | NRIS | North Beaver Dam 69kV Substation | 25 | 25 | Battery Storage | Battery Storage | Not Started |  | 25 | 25 | 0 | 0
J1346 | Withdrawn | 2019-04-29 | 2020-05-29 |  | 2022-01-01 | ITC MIDWEST | Wayne County |  |  | MI | DPP-2019 | East (ITC) | GIA | NRIS | Brownstown 345kV Substation | 334 | 382 | Gas | Combustion Turbine (Simple Cycle) | Not Started |  | 0 | 0 | 0 | 0
J1347 | Done | 2019-04-26 |  |  | 2022-08-01 | ENTERGY MISSISSIPPI, LLC | Scott County |  |  | MS | DPP-2019 | South | GIA | ERIS | Pelahatchie - Scott 115 kV Line Tap | 175 | 175 | Solar | Photovoltaic | In Service | 2023-06-01 | 175 | 0 | 175 | 0
J1348 | Done | 2019-04-29 |  |  | 2022-04-20 | DUKE ENERGY INDIANA, LLC | Vermillion County |  |  | IN | DPP-2019 | Central | GIA | NRIS | Cayuga - Sugar Creek 345kV Line | 200 | 200 | Solar | Photovoltaic | Not Started | 2025-04-20 | 200 | 200 | 0 | 0
J1349 | Withdrawn | 2019-04-29 | 2022-02-22 |  | 2023-04-20 | NORTHERN STATES POWER COMPANY | Cottonwood County |  |  | MN | DPP-2019 | West | GIA | NRIS | Crandall 345 kV Substation | 335 | 335 | Hybrid | Solar/Wind | Not Started |  | 335 | 335 | 0 | 0
J1350 | Withdrawn | 2019-04-29 | 2023-04-07 | 2022-10-31 | 2022-04-20 | METC | Monroe County |  |  | MI | DPP-2019 | East (ITC) | GIA | NRIS | Milan ‚Äì Monroe ‚Äì Morocco 345 kV Point | 150 | 150 | Solar | Photovoltaic | Withdrawn | 2025-04-20 | 150 | 150 | 150 | 150
J1351 | Withdrawn | 2019-04-29 | 2020-08-05 |  | 2022-08-01 | ENTERGY LOUISIANA, LLC | Madison Parish |  |  | LA | DPP-2019 | South | GIA | NRIS | Tallulah - Delhi 115kV Line Tap | 120 | 120 | Solar | Photovoltaic | Not Started |  | 0 | 0 | 0 | 0
J1352 | Done | 2019-04-29 |  |  | 2022-04-20 | Ameren Missouri | Montgomery County |  |  | MO | DPP-2019 | Central | GIA | NRIS | Spencer Creek - Montgomery 345kV Line | 100 | 100 | Solar | Photovoltaic | Not Started | 2024-12-01 | 100 | 100 | 100 | 100
J1353 | Withdrawn | 2019-04-29 | 2023-09-05 |  | 2023-05-30 | NORTHERN INDIANA PUBLIC SERVICE COMPANY LLC | Lake County |  |  | IN | DPP-2019 | Central | GIA | NRIS | Green Acres138kV Subtation | 150 | 150 | Battery Storage | Battery Storage | Not Started |  | 150 | 150 | 150 | 150
J1354 | Done | 2019-04-29 |  |  | 2023-05-30 | HOOSIER ENERGY | Decatur County |  |  | IN | DPP-2019 | Central | GIA | NRIS | Decatur County 138kV Switching Station | 146 | 146 | Battery Storage | Battery Storage | Not Started | 2025-10-15 | 118 | 118 | 118 | 118
J1355 | Done | 2019-04-29 |  |  | 2023-05-30 | NORTHERN INDIANA PUBLIC SERVICE COMPANY LLC | LaPorte County |  |  | IN | DPP-2019 | Central | GIA | NRIS | Stillwell 138kV Subtation | 160 | 160 | Battery Storage | Battery Storage | Not Started | 2026-05-30 | 131 | 131 | 131 | 131
J1356 | Withdrawn | 2019-04-29 | 2022-05-20 |  | 2023-05-30 | DUKE ENERGY INDIANA, LLC | Martin County |  |  | IN | DPP-2019 | Central | GIA | NRIS | Whitfield 138kV Substation | 160 | 160 | Solar | Photovoltaic | Not Started |  | 135 | 74 | 0 | 0
J1357 | Done | 2019-04-29 |  | 2023-01-31 | 2023-05-30 | DUKE ENERGY INDIANA, LLC | Madison County |  |  | IN | DPP-2019 | Central | GIA | NRIS | Madison 138 KV SUBSTATION | 150 | 150 | Battery Storage | Battery Storage | Not Started | 2025-09-30 | 150 | 150 | 150 | 150
J1358 | Done | 2019-04-29 |  |  | 2023-05-30 | NORTHERN INDIANA PUBLIC SERVICE COMPANY LLC | LaPorte County |  |  | IN | DPP-2019 | Central | GIA | NRIS | Luchtman - Michigan City138kV Line | 125 | 125 | Battery Storage | Battery Storage | Not Started | 2026-05-30 | 125 | 125 | 125 | 125
J1359 | Done | 2019-04-29 |  |  | 2022-03-01 | ITC MIDWEST | Linn County |  |  | IA | DPP-2019 | West | GIA | NRIS | Oakridge 69 kV Substation | 95 | 95 | Gas | Combustion Turbine (Simple Cycle) | Not Started | 2025-03-01 | 95 | 95 | 95 | 95
J1360 | Done | 2019-04-29 |  |  | 2022-04-20 | AMEREN ILLINOIS | Piatt County |  |  | IL | DPP-2019 | Central | GIA | ERIS | Goose Creek 345kV Switchyard | 300 | 300 | Wind | Wind Turbine | Not Started | 2024-06-01 | 300 | 300 | 300 | 0
J1361 | Done | 2019-04-29 |  | 2021-11-29 | 2021-10-31 | ENTERGY LOUISIANA, LLC | Washington Parish |  |  | LA | DPP-2019 | South | GIA | NRIS | Lagen Holton - Franklinton 115kV Line (J1184) | 50 | 50 | Solar | Photovoltaic | Under Construction | 2024-01-15 | 50 | 50 | 50 | 50
J1362 | Withdrawn | 2019-04-29 | 2020-02-13 |  | 2021-08-27 | METC | Muskegon County |  |  | MI | DPP-2019 | East (ITC) | GIA | NRIS | Kenowa - Ludington 345 kV Line Tap | 150 | 150 | Solar | Photovoltaic | Not Started |  | 0 | 0 | 0 | 0
J1363 | Withdrawn | 2019-04-26 | 2021-08-05 |  | 2022-07-15 | Ameren Missouri | Audrain County |  |  | MO | DPP-2019 | Central | GIA | NRIS | Spencer Creek - Montgomery 345 kV Line Tap | 150 | 150 | Solar | Photovoltaic | Not Started |  | 0 | 0 | 0 | 0
J1364 | Withdrawn | 2019-04-29 | 2020-08-05 |  | 2022-07-15 | ENTERGY ARKANSAS, LLC | Crittenden County |  |  | AR | DPP-2019 | South | GIA | NRIS | Marked Tree - Marion 161 kV Line tap | 150 | 150 | Solar | Photovoltaic | Not Started |  | 0 | 0 | 0 | 0
J1365 | Done | 2019-04-29 |  |  | 2022-07-01 | ITC MIDWEST | Tama County |  |  | IA | DPP-2019 | West | GIA | NRIS | Traer 161-kV Substation | 169.4 | 169.4 | Wind | Wind Turbine | Not Started | 2024-09-06 | 169.4 | 169.4 | 169.4 | 0
J1366 | Withdrawn | 2019-04-29 | 2020-04-02 |  | 2022-09-01 | NORTHERN STATES POWER COMPANY | Eau Claire County |  |  | WI | DPP-2019 | West | GIA | NRIS | Tremval - Seven Mile 161 kV Line Tap | 200 | 200 | Wind | Wind Turbine | Not Started |  | 0 | 0 | 0 | 0
J1367 | Done | 2019-04-29 |  | 2022-04-15 | 2021-07-01 | CLECO POWER LLC | St. Mary | St. Mary Parish |  | LA | DPP-2019 | South | GIA | NRIS | Caneland 230kV Substation | 95 | 95 | Solar | Photovoltaic | Under Construction | 2022-09-19 | 95 | 95 | 95 | 48.65
J1368 | Done | 2019-04-29 |  | 2021-11-30 | 2022-07-01 | ENTERGY LOUISIANA, LLC | Pointe Coupee | Pointe Coupee Parish |  | LA | DPP-2019 | South | GIA | NRIS | Fancy Point - Waterloo 230 kV Line | 200 | 200 | Solar | Photovoltaic | In Service | 2023-06-01 | 200 | 130 | 200 | 40
J1369 | Done | 2019-04-29 |  |  | 2022-07-01 | Southern Indiana Gas & Electric Company d/b/a Vectren Energy Delivery of Indiana, Inc. | Dubois County |  |  | IN | DPP-2019 | Central | GIA | NRIS | Dubois - Culley 138kV line | 100 | 100 | Solar | Photovoltaic | Not Started | 2025-07-01 | 100 | 100 | 100 | 85
J1370 | Withdrawn | 2019-04-29 | 2022-03-08 |  | 2021-03-01 | American Transmission Co. LLC | Chippewa County |  |  | MI | DPP-2019 | East (ATC) | GIA | NRIS | 9 Mile SW STA - Dafter 69kV Line | 50 | 50 | Gas | Combustion Turbine (Simple Cycle) | Not Started |  | 50 | 50 | 0 | 0
J1371 | Withdrawn | 2019-04-29 | 2022-02-07 |  | 2023-08-01 | OTTER TAIL POWER COMPANY | Yellow Medicine County |  |  | MN | DPP-2019 | West | GIA | NRIS | Astoria 345kV Substation | 150 | 150 | Wind | Wind Turbine | Not Started |  | 150 | 150 | 0 | 0
J1372 | Done | 2019-04-29 |  | 2021-11-30 | 2022-07-01 | ENTERGY LOUISIANA, LLC | Pointe Coupee | Pointe Coupee Parish |  | LA | DPP-2019 | South | GIA | NRIS | Fancy Point - Waterloo 230 kV Line (J1368 POI) | 100 | 100 | Solar | Photovoltaic | In Service | 2023-06-01 | 100 | 65 | 100 | 20
J1373 | Done | 2019-04-29 |  |  | 2022-07-01 | ENTERGY ARKANSAS, LLC | White County |  |  | AR | DPP-2019 | South | GIA | NRIS | Griffithville - Searcy Price 115 kV Line Tap | 95 | 95 | Solar | Photovoltaic | In Service | 2023-03-15 | 95 | 80.75 | 95 | 80.75
J1374 | Done | 2019-04-29 |  | 2022-09-08 | 2021-08-01 | American Transmission Co. LLC | Grant County |  |  | WI | DPP-2019 | East (ATC) | GIA | NRIS | ATC Ebenezer Sub on Lancaster-Eden 138kv line | 95 | 95 | Wind | Wind Turbine | Not Started | 2024-08-08 | 67.2 | 67.2 | 67.2 | 67.2
J1375 | Done | 2019-04-29 |  | 2022-08-17 | 2023-09-29 | METC | Muskegon County |  |  | MI | DPP-2019 | East (ITC) | GIA | NRIS | Du Pont - Cobb -White Lake 138kv | 100 | 100 | Solar | Photovoltaic | Under Construction | 2025-05-12 | 100 | 100 | 100 | 100
J1376 | Withdrawn | 2019-04-29 | 2021-08-05 |  | 2022-07-15 | Ameren Missouri | Cooper County |  |  | MO | DPP-2019 | Central | GIA | NRIS | Barnett - Georgetown Overton 161 kV Line Tap | 100 | 100 | Wind | Wind Turbine | Not Started |  | 0 | 0 | 0 | 0
J1377 | Done | 2019-04-29 |  |  | 2022-07-15 | American Transmission Co. LLC | Rock County |  |  | WI | DPP-2019 | East (ATC) | GIA | NRIS | Wempletown - Rockdale 345kV Line Tap | 98.56 | 98.56 | Solar | Photovoltaic | Not Started | 2025-07-15 | 98.56 | 98.56 | 98.56 | 98.56
J1378 | Done | 2019-04-29 |  |  | 2023-10-01 | DUKE ENERGY INDIANA, LLC | Fountain County |  |  | IN | DPP-2019 | Central | GIA | NRIS | Veedersburg West 230 kV Substation | 200 | 200 | Solar | Photovoltaic | Not Started | 2024-11-15 | 200 | 200 | 200 | 200
J1379 | Done | 2019-04-29 |  | 2022-08-17 | 2023-10-01 | METC | Montcalm County |  |  | MI | DPP-2019 | East (ITC) | GIA | NRIS | Eureka - Vestaburg 138 kV Line Tap | 200 | 200 | Solar | Photovoltaic | Not Started | 2025-12-19 | 200 | 200 | 200 | 200
J1380 | Withdrawn | 2019-04-29 | 2020-07-17 |  | 2023-10-01 | CLECO POWER LLC | Beauregard Parish |  |  | LA | DPP-2019 | South | GIA | NRIS | Cooper - Penton 230 kV Line | 200 | 200 | Solar | Photovoltaic | Not Started |  | 0 | 0 | 0 | 0
J1381 | Done | 2019-04-29 |  |  | 2023-10-01 | DUKE ENERGY INDIANA, LLC | Howard County |  |  | IN | DPP-2019 | Central | GIA | NRIS | Greentown 230 kV substation | 200 | 200 | Solar | Photovoltaic | Not Started | 2026-10-01 | 200 | 200 | 200 | 200
J1382 | Done | 2019-04-29 |  |  | 2022-08-01 | AMEREN ILLINOIS | Clark County |  |  | IL | DPP-2019 | Central | GIA | NRIS | Hutsonville - Neoga 138 kV Line tap | 150 | 150 | Solar | Photovoltaic | Not Started | 2025-05-31 | 150 | 150 | 150 | 150
J1383 | Done | 2019-04-29 |  |  | 2022-08-01 | AMEREN ILLINOIS | Fulton County |  |  | IL | DPP-2019 | Central | GIA | NRIS | Ipava 138 kV Substation | 150 | 150 | Solar | Photovoltaic | Not Started | 2025-06-15 | 150 | 150 | 150 | 150
J1384 | Withdrawn | 2019-04-29 | 2020-07-22 |  | 2022-04-30 | CLECO POWER LLC | Evangeline Parish |  |  | LA | DPP-2019 | South | GIA | NRIS | Ville Platte - West Fork 230 kV Line | 200 | 200 | Solar | Photovoltaic | Not Started |  | 0 | 0 | 0 | 0
J1385 | Withdrawn | 2019-04-29 | 2021-08-05 |  | 2022-08-01 | DUKE ENERGY INDIANA, LLC | Hendricks County |  |  | IN | DPP-2019 | Central | GIA | NRIS | Stilesville 138 kV Substation | 100 | 100 | Solar | Photovoltaic | Not Started |  | 0 | 0 | 0 | 0
J1386 | Done | 2019-04-29 |  |  | 2022-07-01 | NORTHERN INDIANA PUBLIC SERVICE COMPANY LLC | Lake County |  |  | IN | DPP-2019 | Central | GIA | NRIS | Green Acres 138 kV Substation | 100 | 100 | Solar | Photovoltaic | Not Started | 2025-07-01 | 100 | 100 | 100 | 100
J1387 | Done | 2019-04-29 |  |  | 2021-12-31 | NORTHERN INDIANA PUBLIC SERVICE COMPANY LLC | Jasper County |  |  | IN | DPP-2019 | Central | GIA | ERIS | Circuit 6958 69 kV Line Tap | 60 | 60 | Solar | Photovoltaic | Not Started | 2024-04-26 | 60 | 0 | 60 | 0
J1388 | Done | 2019-04-29 |  |  | 2021-12-31 | DUKE ENERGY INDIANA, LLC | Gibson County |  |  | IN | DPP-2019 | Central | GIA | ERIS | Oakland City - Old Ben Coal 138 kV Line Tap | 150 | 150 | Solar | Photovoltaic | Not Started | 2024-12-15 | 150 | 0 | 150 | 0
J1389 | Done | 2019-04-29 |  |  | 2022-08-01 | METC | Saginaw County |  |  | MI | DPP-2019 | East (ITC) | GIA | NRIS | Murphy Station - Nelson Road 345 kV Line tap | 120 | 120 | Solar | Photovoltaic | Not Started | 2025-04-01 | 120 | 120 | 120 | 120
J1390 | Done | 2019-04-29 |  |  | 2022-08-01 | DUKE ENERGY INDIANA, LLC | Bartholomew County |  |  | IN | DPP-2019 | Central | GIA | NRIS | Gallagher Station - Columbus 230 kV Line Tap | 150 | 150 | Solar | Photovoltaic | Under Construction | 2025-08-01 | 150 | 150 | 150 | 150
J1391 | Done | 2019-04-29 |  |  | 2022-08-01 | Southern Indiana Gas & Electric Company d/b/a Vectren Energy Delivery of Indiana, Inc. | Dubois County |  |  | IN | DPP-2019 | Central | GIA | NRIS | Duff 138 kV Substation | 100 | 100 | Solar | Photovoltaic | Not Started | 2025-05-01 | 100 | 100 | 100 | 100
J1392 | Done | 2019-04-29 |  |  | 2023-10-30 | NORTHERN INDIANA PUBLIC SERVICE COMPANY LLC | LaGrange County |  |  | IN | DPP-2019 | Central | GIA | NRIS | Lagrange 138 kV Substation | 100 | 100 | Solar | Photovoltaic | Not Started | 2025-06-01 | 100 | 100 | 100 | 100
J1393 | Done | 2019-04-29 |  |  | 2023-10-30 | Southern Indiana Gas & Electric Company d/b/a Vectren Energy Delivery of Indiana, Inc. | Pike County |  |  | IN | DPP-2019 | Central | GIA | NRIS | Cato 138 kV Substation | 130 | 130 | Solar | Photovoltaic | Not Started | 2026-04-01 | 130 | 130 | 130 | 130
J1394 | Withdrawn | 2019-04-29 | 2021-02-08 |  | 2021-12-01 | METC | Shiawassee County |  |  | MI | DPP-2019 | East (ITC) | GIA | NRIS | Cornell - Layton138kV Line | 150 | 150 | Solar | Photovoltaic | Not Started |  | 0 | 0 | 0 | 0
J1395 | Withdrawn | 2019-04-29 | 2022-09-01 |  | 2023-09-01 | NORTHERN STATES POWER COMPANY | Lyon County |  |  | MN | DPP-2019 | West | GIA | NRIS | Hawks Nest Lake - Lyon County 345 kV Line Tap | 200 | 200 | Solar | Photovoltaic | Not Started |  | 200 | 200 | 200 | 200
J1396 | Done | 2019-04-29 |  |  | 2021-12-01 | HOOSIER ENERGY | Pike County |  |  | IN | DPP-2019 | Central | GIA | NRIS | Ratts-Victory 161kV Line | 150 | 150 | Solar | Photovoltaic | In Service | 2024-08-20 | 60 | 60 | 60 | 60
J1397 | Withdrawn | 2019-04-29 | 2020-05-18 |  | 2022-10-30 | DAIRYLAND POWER COOPERATIVE | Juneau County |  |  | WI | DPP-2019 | East (ATC) | GIA | NRIS | Whistling Wings 69 kV Substation | 25 | 25 | Solar | Photovoltaic | Not Started |  | 0 | 0 | 0 | 0
J1398 | Withdrawn | 2019-04-29 | 2021-08-05 |  | 2022-12-01 | HOOSIER ENERGY | Pike County |  |  | IN | DPP-2019 | Central | GIA | NRIS | Ratts 161kV Substation | 150 | 150 | Solar | Photovoltaic | Not Started |  | 0 | 0 | 0 | 0
J1399 | Done | 2019-04-29 |  | 2022-08-17 | 2021-12-01 | METC | Ingham County |  |  | MI | DPP-2019 | East (ITC) | GIA | NRIS | Delhi - Churchill - Tompkins 138kV Line | 90 | 90 | Solar | Photovoltaic | Not Started | 2025-03-01 | 90 | 90 | 90 | 90
J1400 | Withdrawn | 2019-04-29 | 2020-07-30 |  | 2021-08-01 | ENTERGY ARKANSAS, LLC | Crittenden County |  |  | AR | DPP-2019 | South | GIA | NRIS | Marked Tree - Marion 161 kV Line Tap | 150 | 150 | Wind | Wind Turbine | Not Started |  | 0 | 0 | 0 | 0
J1401 | Done | 2019-04-29 |  | 2022-08-17 | 2023-11-17 | METC | Branch County |  |  | MI | DPP-2019 | East (ITC) | GIA | NRIS | Batavia - Wagner 138kV Line | 150 | 150 | Solar | Photovoltaic | In Service | 2024-04-01 | 150 | 150 | 150 | 150
J1402 | Done | 2019-04-29 |  | 2021-11-29 | 2021-08-01 | ENTERGY ARKANSAS, LLC | Jackson County |  |  | AR | DPP-2019 | South | GIA | NRIS | Cash - Newport AB161kV Line | 0 | 0 | Battery Storage | Battery Storage | Not Started | 2023-02-01 | 0 | 0 | 0 | 0
J1403 | Withdrawn | 2019-04-29 | 2022-03-08 |  | 2023-09-01 | METC | Ionia County |  |  | MI | DPP-2019 | East (ITC) | GIA | NRIS | Marquette 138 kV Substation | 200 | 200 | Solar | Photovoltaic | Not Started |  | 200 | 200 | 0 | 0
J1404 | Withdrawn | 2019-04-29 | 2020-07-23 |  | 2022-10-01 | ENTERGY MISSISSIPPI, LLC | Sunflower County |  |  | MS | DPP-2019 | South | GIA | NRIS | Drew 115kV Substation | 167 | 167 | Wind | Wind Turbine | Not Started |  | 0 | 0 | 0 | 0
J1405 | Withdrawn | 2019-04-29 | 2022-05-20 |  | 2022-07-01 | DUKE ENERGY INDIANA, LLC | Greene County |  |  | IN | DPP-2019 | Central | GIA | NRIS | Sanborn - Linton 138 kV Line Tap | 140 | 140 | Solar | Photovoltaic | Not Started |  | 140 | 140 | 0 | 0
J1406 | Withdrawn | 2019-04-29 | 2020-02-07 |  | 2021-09-03 | METC | Muskegon County |  |  | MI | DPP-2019 | East (ITC) | GIA | NRIS | Kenowa - Ludington 345 kV Line Tap | 25.2 | 25.2 | Wind | Wind Turbine | Not Started |  | 0 | 0 | 0 | 0
J1407 | Done | 2019-04-29 |  |  | 2022-08-01 | NORTHERN INDIANA PUBLIC SERVICE COMPANY LLC | Porter County |  |  | IN | DPP-2019 | Central | GIA | NRIS | South Valparaiso 138 kV Substation | 100 | 100 | Solar | Photovoltaic | Not Started | 2025-08-01 | 100 | 100 | 100 | 70
J1408 | Withdrawn | 2019-04-29 | 2025-08-05 |  | 2023-06-15 | AMEREN ILLINOIS | Macoupin County |  |  | IL | DPP-2019 | Central | GIA | NRIS | Virden 138kV Substation | 100 | 100 | Hybrid | Solar/Wind/Battery | Not Started | 2026-06-15 | 100 | 100 | 100 | 100
J1409 | Withdrawn | 2019-04-29 | 2021-08-05 |  | 2023-10-30 | BIG RIVERS ELECTRIC CORPORATION | Henderson County |  |  | KY | DPP-2019 | Central | GIA | NRIS | Henderson 161 kV Substation | 25 | 25 | Battery Storage | Battery Storage | Not Started |  | 0 | 0 | 0 | 0
J1410 | Done | 2019-04-29 |  |  | 2022-10-30 | American Transmission Co. LLC | Dane County |  |  | WI | DPP-2019 | East (ATC) | GIA | NRIS | N. Madison 345 kV Substation | 300 | 300 | Solar | Photovoltaic | Under Construction | 2025-10-30 | 300 | 300 | 300 | 240
J1411 | Done | 2019-04-29 |  |  | 2022-10-30 | American Transmission Co. LLC | Dane County |  |  | WI | DPP-2019 | East (ATC) | GIA | NRIS | N. Madison 345 kV Substation | 75 | 75 | Battery Storage | Battery Storage | Not Started | 2025-10-30 | 75 | 75 | 75 | 75
J1412 | Withdrawn | 2019-04-29 | 2020-04-15 |  | 2023-10-30 | NORTHERN INDIANA PUBLIC SERVICE COMPANY LLC | Porter County |  |  | IN | DPP-2019 | Central | GIA | NRIS | Lake George - Schahfer GEN STA 345 kV Line Tap | 250 | 250 | Solar | Photovoltaic | Not Started |  | 0 | 0 | 0 | 0
J1413 | Withdrawn | 2019-04-29 | 2022-09-01 |  | 2022-10-30 | ITC MIDWEST | Howard County | Mitchell County |  | IA | DPP-2019 | West | GIA | NRIS | Hazleton - Mitchell County 345 kV Line tap | 300 | 300 | Solar | Photovoltaic | Not Started |  | 235 | 215 | 235 | 188
J1414 | Withdrawn | 2019-04-29 | 2020-08-04 |  | 2022-10-30 | ENTERGY ARKANSAS, LLC | Clay County |  |  | AR | DPP-2019 | South | GIA | NRIS | Datto-Corning North 161 kV line | 150 | 150 | Solar | Photovoltaic | Not Started |  | 0 | 0 | 0 | 0
J1415 | Done | 2019-04-29 |  | 2021-11-29 | 2023-10-30 | ENTERGY ARKANSAS, LLC | Lonoke County |  |  | AR | DPP-2019 | South | GIA | NRIS | KEO EHV 500 kV Substation | 250 | 250 | Solar | Photovoltaic | Not Started | 2024-10-15 | 250 | 250 | 250 | 250
J1416 | Withdrawn | 2019-04-29 | 2022-02-21 |  | 2022-10-30 | ITC MIDWEST | Worth County |  |  | IA | DPP-2019 | West | GIA | NRIS | Worth County - Glenworth 161 kV Line tap | 149 | 149 | Solar | Photovoltaic | Not Started |  | 149 | 149 | 0 | 0
J1417 | Withdrawn | 2019-04-29 | 2022-02-21 |  | 2022-10-30 | ITC MIDWEST | Worth County |  |  | IA | DPP-2019 | West | GIA | NRIS | Ledyard - Colby 345 kV Line Tap | 75 | 75 | Battery Storage | Battery Storage | Not Started |  | 75 | 75 | 0 | 0
J1418 | Withdrawn | 2019-04-29 | 2020-01-02 |  | 2021-12-01 | AMEREN ILLINOIS | Pulaski County |  |  | IL | DPP-2019 | Central | GIA | NRIS | Joppa-Joppa North Bus 161kV Substation | 100 | 100 | Solar | Photovoltaic | Not Started |  | 0 | 0 | 0 | 0
J1419 | Withdrawn | 2019-04-29 | 2022-05-20 |  | 2022-07-01 | DUKE ENERGY INDIANA, LLC | Greene County |  |  | IN | DPP-2019 | Central | GIA | NRIS | Edwardsport - Amo 345 kV Line Tap | 250 | 250 | Solar | Photovoltaic | Not Started |  | 250 | 250 | 0 | 0
J1420 | Withdrawn | 2019-04-29 | 2020-03-05 |  | 2022-09-15 | MIDAMERICAN ENERGY COMPANY | Rock Island County |  |  | IL | DPP-2019 | Central | GIA | NRIS | Sub #107 69 kV Substation | 48 | 48 | Solar | Photovoltaic | Not Started |  | 0 | 0 | 0 | 0
J1421 | Done | 2019-04-29 |  |  | 2021-10-20 | ENTERGY LOUISIANA, LLC | East Feliciana Parish |  |  | LA | DPP-2019 | South | GIA | NRIS | Moler 230 kV Substation | 300 | 300 | Solar | Photovoltaic | Under Construction | 2024-12-01 | 300 | 300 | 300 | 300
J1422 | Done | 2019-04-29 |  |  | 2021-10-20 | AMEREN ILLINOIS | Edwards County |  |  | IL | DPP-2019 | Central | GIA | NRIS | Albion - Olney 138 kV Line Tap | 150 | 150 | Hybrid | Solar/Battery | Not Started | 2024-10-20 | 150 | 150 | 150 | 150
J1423 | Withdrawn | 2019-04-29 | 2020-06-11 |  | 2022-04-20 | METC | Ottawa County |  |  | MI | DPP-2019 | East (ITC) | GIA | NRIS | Campbell - Blendon 138kV Line | 100 | 100 | Solar | Photovoltaic | Not Started |  | 0 | 0 | 0 | 0
J1424 | Done | 2019-04-29 |  | 2021-11-29 | 2022-08-01 | CLECO POWER LLC CLEC | Beauregard Parish |  |  | LA | DPP-2019 | South | GIA | ERIS | Cooper - Penton Road 230kV Line | 200 | 200 | Solar | Photovoltaic | Under Construction | 2024-09-15 | 200 | 200 | 200 | 0
J1425 | Done | 2019-04-29 |  | 2022-01-27 | 2020-06-01 | ENTERGY ARKANSAS, LLC | Jefferson County |  |  | AR | DPP-2019 | South | GIA | NRIS-Only | Pine Bluff International Paper 115 kV substation | 114 | 114 | Gas | Combined Cycle | In Service | 2022-05-19 | 0 | 114 | 0 | 114
J1426 | Done | 2019-04-29 |  | 2022-08-26 | 2022-08-01 | GREAT RIVER ENERGY | Benton County |  |  | MN | DPP-2019 | West | GIA | NRIS | Benton County 115kV Substation | 100 | 100 | Solar | Photovoltaic | Under Construction | 2025-08-01 | 100 | 100 | 100 | 100
J1427 | Withdrawn | 2019-04-29 | 2021-03-24 |  | 2022-08-01 | ITC MIDWEST | Benton County |  |  | IA | DPP-2019 | West | GIA | NRIS | Duane Arnold 345kV Substation | 400 | 400 | Wind | Wind Turbine | Not Started |  | 0 | 0 | 0 | 0
J1428 | Withdrawn | 2019-04-29 | 2021-03-24 |  | 2022-08-01 | OTTER TAIL POWER COMPANY | Cass County |  |  | ND | DPP-2019 | West | GIA | NRIS | Buffalo 345kV Substation | 200 | 200 | Solar | Photovoltaic | Not Started |  | 0 | 0 | 0 | 0
J1429 | Withdrawn | 2019-04-29 | 2020-05-18 |  | 2022-10-30 | DAIRYLAND POWER COOPERATIVE | Juneau County |  |  | WI | DPP-2019 | East (ATC) | GIA | NRIS | Whistiling Wings 69 kV Substation | 24 | 24 | Battery Storage | Battery Storage | Not Started |  | 0 | 0 | 0 | 0
J1430 | Done | 2019-04-29 |  | 2022-08-17 | 2022-08-01 | METC | Calhoun County |  |  | MI | DPP-2019 | East (ITC) | GIA | NRIS | Verona - Foundary 138kV Line | 100 | 100 | Solar | Photovoltaic | Not Started | 2023-08-01 | 100 | 100 | 100 | 100
J1431 | Done | 2019-04-29 |  | 2022-04-07 | 2021-06-01 | ENTERGY LOUISIANA, LLC | St. James Parish |  |  | LA | DPP-2019 | South | GIA | NRIS | Vacherie 230kV Substation | 200 | 200 | Solar | Photovoltaic | Not Started | 2024-05-01 | 90 | 90 | 90 | 90
J1432 | Done | 2019-04-29 |  | 2022-10-31 | 2022-08-01 | ITC MIDWEST | Clinton County |  |  | IA | DPP-2019 | West | GIA | NRIS | Salem - Rock Creek 345kV Line | 250 | 250 | Wind | Wind Turbine | Not Started | 2025-09-01 | 250 | 250 | 250 | 0
J1433 | Withdrawn | 2019-04-29 | 2019-10-22 |  | 2021-06-01 | ENTERGY LOUISIANA, LLC | Washington Parish |  |  | LA | DPP-2019 | South | GIA | NRIS | Lagen Holton-Franklinton 115kV (J1184) | 50 | 50 | Solar | Photovoltaic | Not Started |  | 0 | 0 | 0 | 0
J1434 | Done | 2019-04-29 |  | 2022-01-25 | 2022-08-01 | ENTERGY ARKANSAS, LLC | Monroe County |  |  | AR | DPP-2019 | South | GIA | NRIS | J907 230kV Sub, Brinkley East - Aubrey 230 kV Line | 100 | 100 | Solar | Photovoltaic | In Service | 2024-04-01 | 100 | 100 | 100 | 100
J1435 | Withdrawn | 2019-04-29 | 2021-03-24 |  | 2022-08-01 | ITC MIDWEST | Dubuque County |  |  | IA | DPP-2019 | West | GIA | NRIS | Center Grove 161kV Substation | 100 | 100 | Battery Storage | Battery Storage | Not Started |  | 0 | 0 | 0 | 0
J1436 | Done | 2019-04-29 |  | 2021-11-29 | 2022-11-15 | ENTERGY LOUISIANA, LLC | Morehouse Parish |  |  | LA | DPP-2019 | South | GIA | ERIS | Oak Ridge 115 kV Substation | 50 | 50 | Solar | Photovoltaic | In Service | 2023-07-01 | 50 | 0 | 50 | 0
J1437 | Done | 2019-04-29 |  | 2021-12-22 | 2021-04-30 | ARKANSAS ELECTRIC COOPERATIVE CORPORATION | Carroll County |  |  | AR | DPP-2019 | South | GIA | NRIS | AECC Dry Creek 161kV Switchyard Station | 180 | 180 | Wind | Wind Turbine | Under Construction | 2024-05-01 | 180 | 180 | 180 | 180
J1438 | Withdrawn | 2019-04-29 | 2022-06-28 |  | 2022-08-01 | ITC MIDWEST | Fayette County |  |  | IA | DPP-2019 | West | GIA | NRIS | Windsor - Hazelton 161kV Line | 100 | 100 | Solar | Photovoltaic | Not Started |  | 100 | 100 | 100 | 100
J1439 | Withdrawn | 2019-04-29 | 2020-08-04 |  | 2022-10-30 | ENTERGY MISSISSIPPI, LLC | Tunica County |  |  | MS | DPP-2019 | South | GIA | NRIS | Lula - Tunica 115 kV Line | 40 | 40 | Battery Storage | Battery Storage | Not Started |  | 0 | 0 | 0 | 0
J1440 | Done | 2019-04-29 |  | 2022-01-25 | 2023-10-30 | ENTERGY MISSISSIPPI, LLC EMMP | Tunica County |  |  | MS | DPP-2019 | South | GIA | NRIS | Lula - Tunica 115 kV Line | 160 | 160 | Solar | Photovoltaic | Under Construction | 2024-12-15 | 150 | 150 | 150 | 150
J1441 | Withdrawn | 2019-04-29 | 2022-04-19 | 2022-04-06 | 2022-08-01 | ENTERGY LOUISIANA, LLC | Terrebonne Parish |  |  | LA | DPP-2019 | South | GIA | NRIS | Schriever 230 kV Substation | 200 | 200 | Solar | Photovoltaic | Not Started | 2025-05-01 | 200 | 200 | 200 | 200
J1442 | Done | 2019-04-29 |  | 2022-08-04 | 2023-10-30 | ENTERGY TEXAS, INC. | Polk County |  |  | TX | DPP-2019 | South | GIA | ERIS | Rich (SHECO) - Livingston 138 kV Line Tap | 165 | 165 | Solar | Photovoltaic | Under Construction | 2025-05-01 | 105 | 105 | 105 | 0
J1443 | Withdrawn | 2019-04-29 | 2020-01-14 |  | 2023-10-30 | ENTERGY ARKANSAS, LLC | Union County |  |  | AR | DPP-2019 | South | GIA | NRIS | Texas Eastern F SS - Strong SS 115 kV Line Tap | 100 | 100 | Solar | Photovoltaic | Not Started |  | 0 | 0 | 0 | 0
J1444 | Done | 2019-04-29 |  |  | 2015-08-01 | ITC MIDWEST | Linn County |  |  | IA | DPP-2019 | West | GIA | NRIS | Duane Arnold 345kV Substation | 200 | 200 | Solar | Photovoltaic | Not Started | 2025-09-01 | 200 | 200 | 200 | 200
J1445 | Done | 2019-04-29 |  |  | 2022-08-01 | NORTHERN STATES POWER COMPANY | Benton County |  |  | MN | DPP-2019 | West | GIA | NRIS | Mayhew Lake 115kV Substation | 100 | 100 | Solar | Photovoltaic | Under Construction | 2025-10-01 | 100 | 100 | 100 | 100
J1446 | Withdrawn | 2019-04-29 | 2022-02-21 |  | 2022-08-01 | NORTHERN STATES POWER COMPANY | Wright County |  |  | MN | DPP-2019 | West | GIA | NRIS | Lake Pulaski 115kV Substation | 150 | 150 | Battery Storage | Battery Storage | Not Started |  | 150 | 150 | 0 | 0
J1447 | Withdrawn | 2019-04-29 | 2024-02-27 |  | 2022-09-01 | NORTHERN INDIANA PUBLIC SERVICE COMPANY LLC | Porter County |  |  | IN | DPP-2019 | Central | GIA | NRIS | Schahfer - Green Acres 345kV Line | 250 | 250 | Solar | Photovoltaic | Withdrawn | 2025-07-25 | 250 | 250 | 250 | 250
J1448 | Withdrawn | 2019-04-29 | 2022-05-20 |  | 2022-08-01 | BIG RIVERS ELECTRIC CORPORATION | Caldwell County |  |  | KY | DPP-2019 | Central | GIA | NRIS | Hopkins - Caldwell County - Barkely 161kV Line | 150 | 150 | Solar | Photovoltaic | Not Started |  | 150 | 150 | 0 | 0
J1449 | Withdrawn | 2019-04-29 | 2021-02-10 |  | 2022-08-01 | METC | Monroe County |  |  | MI | DPP-2019 | East (ITC) | GIA | NRIS | Morocco 138kV Substation | 100 | 100 | Solar | Photovoltaic | Not Started |  | 0 | 0 | 0 | 0
J1450 | Done | 2019-04-29 |  |  | 2022-08-01 | BIG RIVERS ELECTRIC CORPORATION BRPS | Webster County |  |  | KY | DPP-2019 | Central | GIA | NRIS | Hopkins - Reid161kV Line | 150 | 150 | Solar | Photovoltaic | Not Started | 2025-08-01 | 150 | 150 | 150 | 150
J1451 | Withdrawn | 2019-04-26 | 2020-05-06 |  | 2022-10-30 | ITC MIDWEST | Washtenaw County |  |  | MI | DPP-2019 | East (ITC) | GIA | NRIS | Dorset 120 kV Substation | 25 | 25 | Battery Storage | Battery Storage | Not Started |  | 0 | 0 | 0 | 0
J1452 | Withdrawn | 2019-04-29 | 2021-03-18 |  | 2022-10-30 | CLECO POWER LLC | Red River Parish |  |  | LA | DPP-2019 | South | GIA | NRIS | Carroll - Mansfield 138 kV Line Tap | 200 | 200 | Solar | Photovoltaic | Not Started |  | 75 | 75 | 0 | 0
J1453 | Done | 2019-04-29 |  |  | 2022-04-30 | AMEREN ILLINOIS | Mason County |  |  | IL | DPP-2019 | Central | GIA | NRIS | Havana - Shockey 138 kV Line Tap | 188.3 | 188.3 | Wind | Wind Turbine | In Service | 2022-05-03 | 165 | 165 | 165 | 165
J1454 | Done | 2019-04-29 |  |  | 2022-04-30 | AMEREN ILLINOIS | Mason County |  |  | IL | DPP-2019 | Central | GIA | ERIS | Mason 138 kV Substation | 58.5 | 58.5 | Wind | Wind Turbine | In Service (with Provisional GIA) | 2021-08-18 | 40.9 | 40.9 | 40.9 | 0
J1455 | Withdrawn | 2019-04-29 | 2022-09-12 | 2022-04-15 | 2022-08-01 | CLECO POWER LLC | St. Mary | St. Mary Parish |  | LA | DPP-2019 | South | GIA | NRIS | Teche - Morbihan 138kV Line | 150 | 150 | Solar | Photovoltaic | Not Started | 2025-09-01 | 150 | 150 | 150 | 150
J1456 | Withdrawn | 2019-04-29 | 2022-09-01 |  | 2023-09-01 | OTTER TAIL POWER COMPANY | Sheridan County |  |  | ND | DPP-2019 | West | GIA | NRIS | Harvey - Underwood 230 kV Line Tap | 300 | 300 | Wind | Wind Turbine | Not Started |  | 300 | 300 | 300 | 300
J1457 | Withdrawn | 2019-04-29 | 2021-08-05 |  | 2022-06-30 | DUKE ENERGY INDIANA, LLC | Vermillion County |  |  | IN | DPP-2019 | Central | GIA | NRIS | Sugar Creek - Cayuga 345 kV Line Tap | 200 | 200 | Solar | Photovoltaic | Not Started |  | 0 | 0 | 0 | 0
J1458 | Done | 2019-04-29 |  | 2022-01-25 | 2022-08-01 | ENTERGY MISSISSIPPI, LLC | Washington County |  |  | MS | DPP-2019 | South | GIA | NRIS | Ray Braswell - Tinnin - Gerald Andrus 230kV Line | 200 | 200 | Solar | Photovoltaic | Under Construction | 2024-12-15 | 200 | 170 | 200 | 170
J1459 | Withdrawn | 2019-04-29 | 2020-01-27 |  | 2024-03-01 | METC | Calhoun County |  |  | MI | DPP-2019 | East (ITC) | GIA | NRIS | Argenta - Tompkins 345 kV Line Tap | 670 | 670 | Gas | Combined Cycle | Not Started |  | 0 | 0 | 0 | 0
J1460 | Done | 2019-04-29 |  |  | 2022-06-30 | American Transmission Co. LLC | Rock County |  |  | WI | DPP-2019 | East (ATC) | GIA | NRIS | Sunrise 138 kV Substation | 200 | 200 | Solar | Photovoltaic | Under Construction | 2025-06-30 | 200 | 200 | 200 | 170
J1461 | Withdrawn | 2019-04-29 | 2021-03-24 |  | 2022-08-01 | NORTHERN STATES POWER COMPANY | Carver County |  |  | MN | DPP-2019 | West | GIA | NRIS | McLeod - Blue Lake 230kV Line | 50 | 50 | Solar | Photovoltaic | Not Started |  | 0 | 0 | 0 | 0
J1462 | Withdrawn | 2019-04-29 | 2020-08-06 |  | 2022-08-01 | ENTERGY LOUISIANA, LLC | Acadia Parish |  |  | LA | DPP-2019 | South | GIA | NRIS | Acadia - Scanlan 138kV Line | 150 | 150 | Solar | Photovoltaic | Not Started |  | 0 | 0 | 0 | 0
J1463 | Withdrawn | 2019-04-29 | 2024-06-04 | 2022-04-07 | 2021-10-20 | ENTERGY LOUISIANA, LLC | West Baton Rouge Parish |  |  | LA | DPP-2019 | South | GIA | ERIS | Addis - Big Cajun 230 kV Line Tap (J639) | 150 | 150 | Solar | Photovoltaic | Withdrawn | 2023-11-01 | 150 | 45 | 150 | 0
J1464 | Done | 2019-04-29 |  |  | 2022-04-30 | AMEREN TRANSMISSION COMPANY OF ILLINOIS | Macoupin County | Morgan County | Sangamon County | IL | DPP-2019 | Central | GIA | NRIS | Meredosia - Austin 345 kV Line tap | 592.8 | 592.8 | Solar | Photovoltaic | In Service | 2024-03-03 | 592.8 | 592.8 | 592.8 | 592.8
J1465 | Done | 2019-04-29 |  | 2022-04-15 | 2022-08-01 | ENTERGY LOUISIANA, LLC | Pointe Coupee | Pointe Coupee Parish |  | LA | DPP-2019 | South | GIA | NRIS | Livonia - Colonial Springs 138kV line | 150 | 150 | Solar | Photovoltaic | Not Started | 2024-12-01 | 150 | 150 | 150 | 150
J1466 | Done | 2019-04-29 |  |  | 2022-08-01 | BIG RIVERS ELECTRIC CORPORATION | Henderson County |  |  | KY | DPP-2019 | Central | GIA | NRIS | Reid EHV 161 kV Substation | 250 | 250 | Solar | Photovoltaic | Not Started | 2025-08-01 | 250 | 250 | 250 | 250
J1467 | Withdrawn | 2019-04-29 | 2021-03-24 |  | 2022-08-01 | ITC MIDWEST | Fayette County |  |  | IA | DPP-2019 | West | GIA | NRIS | ITC 161kV Windsor - Hazleton 161kV Line | 150 | 150 | Wind | Wind Turbine | Not Started |  | 0 | 0 | 0 | 0
J1468 | Withdrawn | 2019-04-29 | 2022-02-21 |  | 2022-08-01 | NORTHERN STATES POWER COMPANY | Dakota County |  |  | MN | DPP-2019 | West | GIA | NRIS | West Hastings 115kV Substation | 100 | 100 | Battery Storage | Battery Storage | Not Started |  | 100 | 100 | 0 | 0
J1469 | Withdrawn | 2019-04-29 | 2020-08-06 |  | 2022-08-01 | ENTERGY ARKANSAS, LLC | Crittenden County |  |  | AR | DPP-2019 | South | GIA | NRIS | Marion - Marked Tree 161kV Line | 200 | 200 | Solar | Photovoltaic | Not Started |  | 0 | 0 | 0 | 0
J1470 | Done | 2019-04-29 |  |  | 2019-04-30 | DUKE ENERGY INDIANA, LLC | Benton County | Warren County |  | IN | DPP-2019 | Central | GIA | NRIS-Only | Cayuga CT 345kV Substation | 30 | 30 | Wind | Wind Turbine | Not Started | 2023-03-21 | 0 | 30 | 0 | 30
J1471 | Withdrawn | 2019-04-29 | 2022-02-21 |  | 2022-08-01 | ITC MIDWEST | Lee County |  |  | IA | DPP-2019 | West | GIA | NRIS | ITC 161kV Wever Substation | 200 | 200 | Solar | Photovoltaic | Not Started |  | 200 | 200 | 0 | 0
J1472 | Done | 2019-04-29 |  | 2022-08-17 | 2022-08-01 | METC | Jackson County |  |  | MI | DPP-2019 | East (ITC) | GIA | NRIS | Leoni - Parr Raod 138kV line | 100 | 100 | Solar | Photovoltaic | Not Started | 2024-03-31 | 100 | 100 | 100 | 100
J1473 | Withdrawn | 2019-04-29 | 2021-03-24 |  | 2022-08-01 | NORTHERN STATES POWER COMPANY | Chisago County |  |  | MN | DPP-2019 | West | GIA | NRIS | Lawrence Creek - Shafer 115kV Line | 100 | 100 | Solar | Photovoltaic | Not Started |  | 0 | 0 | 0 | 0
J1474 | Withdrawn | 2019-04-29 | 2023-11-14 | 2023-01-26 | 2022-07-01 | NORTHERN STATES POWER COMPANY | Chippewa County |  |  | WI | DPP-2019 | West | GIA | NRIS | Pine Lake - Eagle Point 115kV Line | 200 | 200 | Solar | Photovoltaic | Withdrawn | 2025-07-01 | 200 | 200 | 180 | 180
J1475 | Done | 2019-04-29 |  |  | 2022-04-18 | AMEREN ILLINOIS | Clark County |  |  | IL | DPP-2019 | Central | GIA | NRIS | Casey West - Sullivan 345 kV Line Tap | 75 | 75 | Solar | Photovoltaic | Not Started | 2023-05-02 | 75 | 75 | 75 | 75
J1476 | Withdrawn | 2019-04-29 | 2021-03-24 |  | 2023-10-01 | ITC MIDWEST | Union County |  |  | IA | DPP-2019 | West | GIA | NRIS | Creston East 69 kV Substation (J1132) | 25 | 25 | Battery Storage | Battery Storage | Not Started |  | 0 | 0 | 0 | 0
J1477 | Done | 2019-04-29 |  | 2023-01-26 | 2021-10-01 | MIDAMERICAN ENERGY COMPANY | Scott County |  |  | IA | DPP-2019 | West | GIA | NRIS | Sub 56 161 kV Substation (J1131) | 50 | 50 | Battery Storage | Battery Storage | Not Started | 2024-10-01 | 50 | 50 | 50 | 50
J1478 | Withdrawn | 2019-04-29 | 2022-02-18 |  | 2021-10-01 | ITC MIDWEST | Des Moines County |  |  | IA | DPP-2019 | West | GIA | NRIS | Huntwoods 69 kV substation (J1135) | 25 | 25 | Battery Storage | Battery Storage | Not Started |  | 25 | 25 | 0 | 0
J1479 | Withdrawn | 2019-04-29 | 2022-02-18 |  | 2023-10-01 | ITC MIDWEST | Des Moines County |  |  | IA | DPP-2019 | West | GIA | NRIS | Burlington 161 kV Substation | 100 | 100 | Battery Storage | Battery Storage | Not Started |  | 100 | 100 | 0 | 0
J1480 | Withdrawn | 2019-04-29 | 2020-04-14 |  | 2020-08-04 | MIDAMERICAN ENERGY COMPANY | Black Hawk County |  |  | IA | DPP-2019 | West | GIA | NRIS | Shawlis - Electric Farms 161kV Line | 70 | 70 | Wind | Wind Turbine | Not Started |  | 0 | 0 | 0 | 0
J1481 | Done | 2019-04-29 |  |  | 2022-08-15 | DUKE ENERGY INDIANA, LLC | Howard County |  |  | IN | DPP-2019 | Central | GIA | NRIS | Greentown 230 kV substation | 200 | 200 | Solar | Photovoltaic | Not Started | 2025-08-15 | 200 | 200 | 200 | 200
J1482 | Done | 2019-04-29 |  |  | 2022-08-15 | NORTHERN INDIANA PUBLIC SERVICE COMPANY LLC | White County |  |  | IN | DPP-2019 | Central | GIA | NRIS | Monticello - Springboro 138 kV Line Tap | 150 | 150 | Solar | Photovoltaic | Not Started | 2024-05-01 | 150 | 150 | 150 | 150
J1483 | Done | 2019-04-29 |  |  | 2023-10-30 | American Transmission Co. LLC | Iowa County |  |  | WI | DPP-2019 | East (ATC) | GIA | ERIS | Hill Valley 345 kV Substation | 99 | 99 | Wind | Wind Turbine | Not Started | 2026-09-01 | 99 | 0 | 99 | 0
J1484 | Withdrawn | 2019-04-29 | 2020-01-14 |  | 2023-10-30 | ENTERGY ARKANSAS, LLC | Union County |  |  | AR | DPP-2019 | South | GIA | NRIS | Texas Eastern F SS - Strong SS 115 kV Line Tap | 25 | 25 | Battery Storage | Battery Storage | Not Started |  | 0 | 0 | 0 | 0
J1485 | Done | 2019-04-29 |  |  | 2022-10-30 | OTTER TAIL POWER COMPANY OTPW | Deuel County |  |  | SD | DPP-2019 | West | GIA | ERIS | Astoria 345 kV Substation (J493/J510) | 250 | 250 | Wind | Wind Turbine | Not Started | 2027-10-30 | 250 | 0 | 250 | 0
J1486 | Withdrawn | 2019-04-29 | 2020-03-17 |  | 2021-12-31 | American Transmission Co. LLC | Waupaca County |  |  | WI | DPP-2019 | East (ATC) | GIA | NRIS | Harrison North 138kV Substation | 2.5 | 2.5 | Battery Storage | Battery Storage | Not Started |  | 0 | 0 | 0 | 0
J1487 | Withdrawn | 2019-04-29 | 2022-02-18 |  | 2021-05-01 | ITC MIDWEST | Freeborn County |  |  | MN | DPP-2019 | West | GIA | NRIS | Freeborn 161kV substation | 120 | 120 | Wind | Wind Turbine | Not Started |  | 120 | 120 | 0 | 0
J1488 | Done | 2019-04-29 |  |  | 2024-03-31 | AMEREN MISSOURI | Randolph County |  |  | MO | DPP-2019 | Central | GIA | NRIS | McCredie - Montgomery 345 kV Line Tap | 500 | 500 |  |  | Not Started |  | 500 | 500 | 500 | 500
J1489 | Withdrawn | 2019-04-29 | 2020-05-22 |  | 2024-03-31 | Ameren Missouri | Ralls County |  |  | MO | DPP-2019 | Central | GIA | NRIS | Maywood - Spencer Creek 345 kV Line Tap | 500 | 500 |  |  | Not Started |  | 0 | 0 | 0 | 0
J1490 | Done | 2019-04-29 |  |  | 2024-03-31 | AMEREN MISSOURI | Randolph County |  |  | MO | DPP-2019 | Central | GIA | NRIS | McCredie - Montgomery 345 kV Line Tap | 1000 | 1000 |  |  | Not Started |  | 1000 | 1000 | 1000 | 940
J1491 | Withdrawn | 2020-06-03 | 2024-09-03 |  | 2022-12-15 | INDIANAPOLIS POWER & LIGHT COMPANY | Marion |  |  | IN | DPP-2020 | Central | GIA | NRIS | IPL EW Stout North Yard 138 kV Substation | 200 | 200 | Battery Storage | Battery Storage | Not Started |  | 200 | 200 | 0 | 0
J1492 | Withdrawn | 2020-06-12 | 2023-02-22 |  | 2023-08-15 | METC | Kent |  |  | MI | DPP-2020 | East (ITC) | GIA | NRIS | Gaines 138kV | 150 | 150 | Battery Storage | Battery Storage | Not Started |  | 150 | 150 | 0 | 0
J1493 | Withdrawn | 2020-06-18 | 2021-01-05 |  | 2023-10-15 | GREAT RIVER ENERGY | Hubbard |  |  | MN | DPP-2020 | West | GIA | NRIS | Hubbard 115kV | 50 | 50 | Battery Storage | Battery Storage | Not Started |  | 0 | 0 | 0 | 0
J1494 | Withdrawn | 2020-06-18 | 2023-01-31 |  | 2023-10-15 | NORTHERN STATES POWER COMPANY | Chisago |  |  | MN | DPP-2020 | West | GIA | NRIS | Chisago 115kV | 50 | 50 | Battery Storage | Battery Storage | Not Started |  | 50 | 50 | 0 | 0
J1495 | Withdrawn | 2020-06-18 | 2023-01-31 |  | 2023-10-15 | NORTHERN STATES POWER COMPANY | Goodhue |  |  | MN | DPP-2020 | West | GIA | NRIS | North Rochester 161kV | 50 | 50 | Battery Storage | Battery Storage | Not Started |  | 50 | 50 | 0 | 0
J1496 | Withdrawn | 2020-06-18 | 2021-11-17 |  | 2023-10-15 | SOUTHERN MINNESOTA MUNICIPAL POWER AGENCY | Olmsted |  |  | MN | DPP-2020 | West | GIA | NRIS | Byron 161kV | 50 | 50 | Battery Storage | Battery Storage | Not Started |  | 0 | 0 | 0 | 0
J1497 | Withdrawn | 2020-06-11 | 2023-06-29 |  | 2024-10-30 | AMERICAN TRANSMISSION COMPANY | Jefferson |  |  | WI | DPP-2020 | East (ATC) | GIA | NRIS | Concord 138 kV | 125 | 125 | Solar | Photovoltaic | Not Started |  | 125 | 110 | 125 | 110
J1498 | Withdrawn | 2020-06-09 | 2023-01-31 |  | 2023-09-01 | NORTHERN STATES POWER COMPANY | Murray |  |  | MN | DPP-2020 | West | GIA | NRIS | Chanarambie 115 kV Substation | 50 | 50 | Battery Storage | Battery Storage | Not Started |  | 50 | 50 | 0 | 0
J1499 | Withdrawn | 2020-06-08 | 2023-02-10 |  | 2023-09-01 | ENTERGY ARKANSAS, LLC | Union |  |  | AR | DPP-2020 | South | GIA | NRIS | El Dorado East - Sterlington 115 kV | 50 | 50 | Battery Storage | Battery Storage | Not Started |  | 50 | 50 | 0 | 0
J1500 | Withdrawn | 2020-06-19 | 2021-12-08 |  | 2023-10-30 | COOPERATIVE ENERGY | George |  |  | MS | DPP-2020 | South | GIA | NRIS | SE Greene Co 230kV substation | 150 | 150 | Solar | Photovoltaic | Not Started |  | 0 | 0 | 0 | 0
J1501 | Withdrawn | 2020-06-17 | 2021-04-20 |  | 2023-08-31 | AMEREN ILLINOIS | Sangamon |  |  | IL | DPP-2020 | Central | GIA | NRIS | Auburn North 138kV | 0 | 0 | Battery Storage | Battery Storage | Not Started |  | 0 | 0 | 0 | 0
J1502 | Done | 2020-06-18 |  |  | 2023-03-31 | DAIRYLAND POWER COOPERATIVE DPC | Juneau |  |  | WI | DPP-2020 | East (ATC) | GIA | NRIS | Briggs Road - North Madison 345.0kV | 225 | 225 | Solar | Photovoltaic | Not Started | 2026-01-01 | 225 | 225 | 225 | 225
J1503 | Done | 2020-06-22 |  |  | 2024-10-31 | ITC MIDWEST | Faribault |  |  | MN | DPP-2020 | West | GIA | NRIS | Huntley | 150 | 150 | Solar | Photovoltaic | Not Started | 2027-10-31 | 150 | 120 | 150 | 120
J1504 | Done | 2020-06-22 |  |  | 2024-10-31 | ITC MIDWEST | Faribault |  |  | MN | DPP-2020 | West | GIA | NRIS | Huntley | 150 | 150 | Solar | Photovoltaic | Not Started | 2027-10-31 | 150 | 120 | 150 | 120
J1505 | Withdrawn | 2020-06-25 | 2020-12-22 |  | 2023-09-01 | ENTERGY LOUISIANA, LLC | Washington |  |  | LA | DPP-2020 | South | GIA | NRIS | Talisheek - Bogalusa 230 kV Line | 50 | 50 | Battery Storage | Battery Storage | Not Started |  | 0 | 0 | 0 | 0
J1506 | Withdrawn | 2020-06-09 | 2020-12-22 |  | 2023-09-01 | ENTERGY LOUISIANA, LLC | Washington |  |  | LA | DPP-2020 | South | GIA | NRIS | Barkers Corner - Bogalusa 230 kV Line | 100 | 100 | Solar | Photovoltaic | Not Started |  | 0 | 0 | 0 | 0
J1507 | Withdrawn | 2020-06-09 | 2020-12-22 |  | 2023-09-01 | ENTERGY LOUISIANA, LLC | Washington |  |  | LA | DPP-2020 | South | GIA | NRIS | Barkers Corner - Bogalusa 230 kV Line | 50 | 50 | Battery Storage | Battery Storage | Not Started |  | 0 | 0 | 0 | 0
J1508 | Done | 2020-06-19 |  |  | 2023-09-01 | AMERICAN TRANSMISSION COMPANY | Marathon |  |  | WI | DPP-2020 | East (ATC) | GIA | NRIS | B-54 Wien to McMillan 115KV | 98.9 | 98.9 | Wind | Wind Turbine | Not Started | 2026-09-01 | 98.9 | 98.9 | 98.9 | 98.9
J1509 | Withdrawn | 2020-06-10 | 2024-01-17 | 2023-01-18 | 2023-09-01 | ENTERGY MISSISSIPPI, LLC. | Leflore |  |  | MS | DPP-2020 | South | GIA | NRIS | Greenwood - Pickens 115 kV | 100 | 100 | Solar | Photovoltaic | Not Started | 2026-06-01 | 100 | 100 | 100 | 100
J1510 | Withdrawn | 2020-06-16 | 2023-11-17 |  | 2023-10-01 | AMERICAN TRANSMISSION COMPANY | Wood |  |  | WI | DPP-2020 | East (ATC) | GIA | NRIS | Arpin 345kV | 100 | 100 | Solar | Photovoltaic | Withdrawn |  | 100 | 100 | 100 | 100
J1511 | Withdrawn | 2020-06-19 | 2021-01-06 |  | 2023-08-31 | NORTHERN STATES POWER COMPANY | Chisago |  |  | MN | DPP-2020 | West | GIA | NRIS | Scandia to Lawrence Creek 69kV | 26 | 26 | Solar | Photovoltaic | Not Started |  | 0 | 0 | 0 | 0
J1512 | Withdrawn | 2020-06-19 | 2021-12-08 |  | 2023-09-01 | AMERICAN TRANSMISSION COMPANY | Lafayette |  |  | WI | DPP-2020 | East (ATC) | GIA | NRIS | Darlington 138KV | 98.9 | 98.9 | Wind | Wind Turbine | Not Started |  | 0 | 0 | 0 | 0
J1513 | Done | 2022-02-22 |  |  | 2023-10-01 | AMERICAN TRANSMISSION COMPANY | Waupaca |  |  | WI | DPP-2020 | East (ATC) | GIA | NRIS | Clintonville | 300 | 300 | Solar | Photovoltaic | Not Started | 2026-08-01 | 300 | 300 | 300 | 200
J1514 | Done | 2021-12-08 |  |  | 2023-08-31 | ENTERGY ARKANSAS, LLC EATO | Mississippi |  |  | AR | DPP-2020 | South | GIA | NRIS | Driver 203kV Substation | 100 | 100 | Solar | Photovoltaic | Under Construction | 2023-03-01 | 100 | 100 | 100 | 100
J1515 | Withdrawn | 2020-06-19 | 2021-01-23 |  | 2023-10-01 | METC | Midland |  |  | MI | DPP-2020 | East (ITC) | GIA | NRIS | Tittabawassee to Murphy 345kV | 200 | 200 | Solar | Photovoltaic | Not Started |  | 0 | 0 | 0 | 0
J1516 | Withdrawn | 2020-06-15 | 2025-06-18 |  | 2023-10-01 | ITC | St. Clair |  |  | MI | DPP-2020 | East (ITC) | GIA | NRIS | Fitz 120kV | 100 | 100 | Solar | Photovoltaic | Not Started | 2026-08-01 | 100 | 100 | 100 | 100
J1517 | Withdrawn | 2020-06-18 | 2023-07-17 |  | 2023-10-02 | DUKE ENERGY INDIANA, LLC | Vermillion |  |  | IN | DPP-2020 | Central | GIA | NRIS | Hillsdale North 230 kV | 40 | 40 | Battery Storage | Battery Storage | Not Started |  | 0 | 0 | 0 | 0
J1518 | Done | 2024-08-29 |  |  | 2025-06-20 | DUKE ENERGY INDIANA, LLC CIN | Vermillion |  |  | IN | DPP-2020 | Central | GIA | NRIS | Hillsdale North | 185 | 185 | Solar | Photovoltaic | Not Started | 2027-11-19 | 185 | 185 | 185 | 185
J1519 | Done | 2020-06-18 |  |  | 2024-09-01 | AMEREN MISSOURI | Bollinger |  |  | MO | DPP-2020 | Central | GIA | NRIS | St. Francois to Lutesville 345 kV | 200 | 200 | Solar | Photovoltaic | Not Started | 2025-12-01 | 200 | 200 | 180 | 180
J1520 | Done | 2020-06-22 |  |  | 2024-10-31 | ITC MIDWEST | Worth |  |  | IA | DPP-2020 | West | GIA | NRIS | Other_ | 135 | 135 | Solar | Photovoltaic | Under Construction | 2027-10-31 | 135 | 108 | 135 | 108
J1521 | Withdrawn | 2020-06-23 | 2021-11-16 |  | 2022-10-31 | OTTER TAIL POWER COMPANY | Day |  |  | SD | DPP-2020 | West | GIA | NRIS | Big Stone to Ellendale (BS3ELR) 345kV (J933) | 199.5 | 199.5 | Wind | Wind Turbine | Not Started |  | 0 | 0 | 0 | 0
J1522 | Withdrawn | 2020-06-12 | 2020-11-30 |  | 2023-10-01 | METC | Muskegon |  |  | MI | DPP-2020 | East (ITC) | GIA | NRIS | Grassmere 345kV | 200 | 200 | Solar | Photovoltaic | Not Started |  | 0 | 0 | 0 | 0
J1523 | Withdrawn | 2020-06-10 | 2023-02-10 |  | 2023-09-01 | ENTERGY MISSISSIPPI, LLC. | Leflore |  |  | MS | DPP-2020 | South | GIA | NRIS | Greenwood - Pickens 115 kV | 50 | 50 | Battery Storage | Battery Storage | Not Started |  | 50 | 50 | 0 | 0
J1524 | Withdrawn | 2020-06-19 | 2021-01-06 |  | 2023-08-31 | NORTHERN STATES POWER COMPANY | Pipestone |  |  | MN | DPP-2020 | West | GIA | NRIS | Buffalo Ridge to Pipestone 115kV | 200 | 200 | Solar | Photovoltaic | Not Started |  | 0 | 0 | 0 | 0
J1525 | Done | 2020-06-12 |  |  | 2023-10-01 | ITC | Huron |  |  | MI | DPP-2020 | East (ITC) | GIA | NRIS | GRASSMERE | 200 | 200 | Hybrid | Photovoltaic | Not Started | 2026-04-30 | 200 | 200 | 200 | 200
J1526 | Withdrawn | 2020-06-14 | 2024-09-12 |  | 2023-10-01 | ITC | St. Clair |  |  | MI | DPP-2020 | East (ITC) | GIA | NRIS | Greenwood 345kV | 200 | 200 | Hybrid | Photovoltaic | Withdrawn | 2026-05-13 | 200 | 200 | 200 | 200
J1527 | Withdrawn | 2020-06-23 | 2024-09-12 |  | 2023-04-01 | METC | Ottawa |  |  | MI | DPP-2020 | East (ITC) | GIA | NRIS | Kenowa 345kV | 200 | 200 | Solar | Photovoltaic | Withdrawn | 2026-04-01 | 200 | 200 | 200 | 200
J1528 | Done | 2022-03-17 |  |  | 2024-06-06 | NORTHERN STATES POWER COMPANY | Dunn |  |  | WI | DPP-2020 | West | GIA | NRIS | EAU CLAIRE (ENDPOINT A) TO AS KING (ENDPOINT B) 345 KV | 0 | 0 | Battery Storage | Battery Storage | Not Started | 2027-06-06 | 0 | 0 | 0 | 0
J1529 | Done | 2021-04-16 |  |  | 2023-09-15 | MIDAMERICAN ENERGY CO. MEC | Carroll |  |  | IA | DPP-2020 | West | GIA | NRIS | Tap Carroll (635320) - Auburn (635328) 69 kV line at about midpoint | 50 | 50 | Solar | Photovoltaic | Not Started | 2026-09-15 | 50 | 50 | 50 | 50
J1530 | Done | 2021-04-16 |  |  | 2023-09-15 | MIDAMERICAN ENERGY CO. MEC | Mills |  |  | IA | DPP-2020 | West | GIA | NRIS | Tap Hastings (635033) - Macedonia (635069) 69 kV line at about midpoint | 50 | 50 | Solar | Photovoltaic | Not Started | 2026-03-01 | 50 | 50 | 50 | 50
J1531 | Withdrawn | 2020-06-23 | 2020-10-08 |  | 2023-05-01 | NORTHERN STATES POWER COMPANY | Sherburne |  |  | MN | DPP-2020 | West | GIA | NRIS | Sheroc Substation 345kV | 200 | 200 | Solar | Photovoltaic | Not Started |  | 0 | 0 | 0 | 0
J1532 | Done | 2021-04-16 |  |  | 2023-09-15 | MIDAMERICAN ENERGY CO. MEC | Page |  |  | IA | DPP-2020 | West | GIA | NRIS | Clarinda-Coburg 69 kV | 50 | 50 | Solar | Photovoltaic | Not Started | 2026-09-15 | 50 | 50 | 50 | 50
J1533 | Withdrawn | 2020-06-18 | 2021-11-17 |  | 2024-06-01 | MIDAMERICAN ENERGY CO. | Adams |  |  | IA | DPP-2020 | West | GIA | NRIS | Creston-Adams County 161kV | 200 | 200 | Solar | Photovoltaic | Not Started |  | 0 | 0 | 0 | 0
J1534 | Done | 2025-04-14 |  |  | 2023-06-01 | SOUTHERN MINNESOTA MUNICIPAL POWER AGENCY | Olmsted |  |  | MN | DPP-2020 | West | GIA | NRIS | Byron | 100 | 100 | Solar | Photovoltaic | Not Started |  | 100 | 100 | 100 | 100
J1535 | Withdrawn | 2020-06-10 | 2021-03-15 |  | 2023-09-01 | DUKE ENERGY INDIANA, LLC | Knox |  |  | IN | DPP-2020 | Central | GIA | NRIS | Edwardsport - Peabody Tap 138 kV Line | 50 | 50 | Battery Storage | Battery Storage | Not Started |  | 0 | 0 | 0 | 0
J1536 | Withdrawn | 2020-06-22 | 2020-11-24 |  | 2024-10-31 | METC | Isabella |  |  | MI | DPP-2020 | East (ITC) | GIA | NRIS | Summerton (1) 138 kV | 150 | 150 | Wind | Wind Turbine | Not Started |  | 0 | 0 | 0 | 0
J1537 | Withdrawn | 2020-06-23 | 2022-12-01 |  | 2024-07-04 | METC | Genesee |  |  | MI | DPP-2020 | East (ITC) | GIA | NRIS | Thetford #1 - Dort 138kV T-Line | 150 | 150 | Solar | Photovoltaic | Not Started |  | 150 | 150 | 0 | 0
J1538 | Withdrawn | 2020-06-24 | 2020-09-16 |  | 2023-04-20 | ENTERGY LOUISIANA, LLC | Livingston |  |  | LA | DPP-2020 | South | GIA | NRIS | Hammond - Coly 230 kV | 268 | 268 | Solar | Photovoltaic | Not Started |  | 0 | 0 | 0 | 0
J1539 | Withdrawn | 2020-06-24 | 2021-12-08 |  | 2023-04-20 | ENTERGY LOUISIANA, LLC | West Baton Rouge |  |  | LA | DPP-2020 | South | GIA | NRIS | J683 POI 138 kV | 146 | 146 | Solar | Photovoltaic | Not Started |  | 0 | 0 | 0 | 0
J1540 | Withdrawn | 2020-06-22 | 2020-12-02 |  | 2024-06-01 | NORTHERN STATES POWER COMPANY | Cass |  |  | ND | DPP-2020 | West | GIA | NRIS | Bison-Alexandria 345kV | 200 | 200 | Solar | Photovoltaic | Not Started |  | 0 | 0 | 0 | 0
J1541 | Withdrawn | 2020-06-21 | 2020-09-18 |  | 2023-10-01 | ENTERGY LOUISIANA, LLC | Calcasieu |  |  | LA | DPP-2020 | South | GIA | NRIS | Donaldsonville 230kV | 200 | 200 | Solar | Photovoltaic | Not Started |  | 0 | 0 | 0 | 0
J1542 | Done | 2020-06-14 |  | 2023-01-18 | 2023-10-01 | ENTERGY LOUISIANA, LLC ELTO | St. James |  |  | LA | DPP-2020 | South | GIA | NRIS | Thibodaux - Vacherie 230kV | 135 | 135 | Solar | Photovoltaic | Not Started | 2026-06-01 | 150 | 30 | 135 | 0
J1543 | Withdrawn | 2020-06-22 | 2020-09-18 |  | 2023-10-01 | METC | Grand Traverse |  |  | MI | DPP-2020 | East (ITC) | GIA | NRIS | Ludington to Keystone 345kV | 200 | 200 | Solar | Photovoltaic | Not Started |  | 0 | 0 | 0 | 0
J1544 | Withdrawn | 2020-06-24 | 2021-11-17 |  | 2023-09-01 | MONTANA-DAKOTA UTILITIES CO. | Morton |  |  | ND | DPP-2020 | West | GIA | NRIS | Mandan BN-Northwest Mandan 115kV Line | 200 | 200 | Solar | Photovoltaic | Not Started |  | 0 | 0 | 0 | 0
J1545 | Withdrawn | 2020-06-22 | 2020-12-21 |  | 2024-01-15 | ENTERGY LOUISIANA, LLC | Morehouse |  |  | LA | DPP-2020 | South | GIA | NRIS | Crossett North to North Bastrop 115 kV | 0 | 0 | Battery Storage | Battery Storage | Not Started |  | 0 | 0 | 0 | 0
J1546 | Withdrawn | 2020-06-22 | 2020-11-24 |  | 2023-10-31 | ITC | Monroe |  |  | MI | DPP-2020 | East (ITC) | GIA | NRIS | Milan - Monroe 345 kV | 150 | 150 | Solar | Photovoltaic | Not Started |  | 0 | 0 | 0 | 0
J1547 | Withdrawn | 2020-06-23 | 2020-10-01 |  | 2023-09-01 | ITC MIDWEST | Franklin |  |  | IA | DPP-2020 | West | GIA | NRIS | Killdeer to Blackhawk 345kV Line Tap | 250 | 250 | Solar | Photovoltaic | Not Started |  | 0 | 0 | 0 | 0
J1548 | Withdrawn | 2020-06-18 | 2020-12-18 |  | 2024-06-01 | DUKE ENERGY INDIANA, LLC | Putnam |  |  | IN | DPP-2020 | Central | GIA | NRIS | Amo-Edwardsport IGCC 345kV | 200 | 200 | Solar | Photovoltaic | Not Started |  | 0 | 0 | 0 | 0
J1549 | Withdrawn | 2020-06-23 | 2020-10-08 |  | 2024-06-01 | ITC MIDWEST | Clinton |  |  | IA | DPP-2020 | West | GIA | NRIS | Rock Creek-DeWitt 161kV line | 125 | 125 | Solar | Photovoltaic | Not Started |  | 0 | 0 | 0 | 0
J1550 | Done | 2020-06-22 |  |  | 2024-07-04 | METC | Branch |  |  | MI | DPP-2020 | East (ITC) | GIA | NRIS | BARTON LAKE - BATAVIA 138.0kV | 200 | 200 | Solar | Photovoltaic | In Service | 2025-09-01 | 200 | 200 | 200 | 200
J1551 | Withdrawn | 2020-06-22 | 2020-12-21 |  | 2024-01-15 | ENTERGY LOUISIANA, LLC | Morehouse |  |  | LA | DPP-2020 | South | GIA | NRIS | Crossett North to North Bastrop 115 kV | 195 | 195 | Solar | Photovoltaic | Not Started |  | 0 | 0 | 0 | 0
J1552 | Withdrawn | 2020-06-22 | 2022-01-06 |  | 2023-09-01 | METC | Jackson |  |  | MI | DPP-2020 | East (ITC) | GIA | NRIS | Blackstone to Marshall 138kV (J1310 POI) | 100 | 100 | Solar | Photovoltaic | Not Started |  | 0 | 0 | 0 | 0
J1553 | Done | 2021-12-03 |  |  | 2023-09-15 | METC | Clinton |  |  | MI | DPP-2020 | East (ITC) | GIA | NRIS | BINGHAM | 150 | 150 | Solar | Photovoltaic | Not Started | 2025-08-02 | 150 | 150 | 150 | 150
J1554 | Withdrawn | 2020-06-24 | 2020-11-24 |  | 2023-09-15 | METC | Ionia |  |  | MI | DPP-2020 | East (ITC) | GIA | NRIS | American Bumper Junction to David Junction 138Kv | 150 | 150 | Solar | Photovoltaic | Not Started |  | 0 | 0 | 0 | 0
J1555 | Withdrawn | 2020-06-24 | 2020-11-24 |  | 2023-09-15 | METC | Hillsdale |  |  | MI | DPP-2020 | East (ITC) | GIA | NRIS | Moore Road Substation 138kV | 100 | 100 | Solar | Photovoltaic | Not Started |  | 0 | 0 | 0 | 0
J1556 | Withdrawn | 2020-06-23 | 2021-02-23 |  | 2023-09-15 | METC | Ottawa |  |  | MI | DPP-2020 | East (ITC) | GIA | NRIS | Northern Fibre 138kV | 200 | 200 | Solar | Photovoltaic | Not Started |  | 0 | 0 | 0 | 0
J1557 | Done | 2020-06-23 |  |  | 2023-08-31 | ITC | Sanilac |  |  | MI | DPP-2020 | East (ITC) | GIA | NRIS | GREENWOOD - RAPSON (BANNER) 345.0kV | 293 | 293 | Wind | Wind Turbine | Not Started | 2026-08-01 | 293 | 293 | 293 | 293
J1558 | Done | 2020-06-18 |  |  | 2023-04-01 | ENTERGY ARKANSAS, LLC EATO | Pope |  |  | AR | DPP-2020 | South | GIA | NRIS | MORELAND | 200 | 200 | Solar | Photovoltaic | Not Started | 2026-04-01 | 200 | 200 | 200 | 200
J1559 | Done | 2020-06-18 |  |  | 2023-04-01 | ENTERGY ARKANSAS, LLC EATO | Conway |  |  | AR | DPP-2020 | South | GIA | NRIS | Morrilton East Substation (161kV bus) | 200 | 200 | Solar | Photovoltaic | Under Construction | 2026-04-01 | 200 | 200 | 200 | 140
J1560 | Withdrawn | 2020-06-18 | 2025-10-27 |  | 2023-04-01 | CLECO POWER LLC | Iberia |  |  | LA | DPP-2020 | South | GIA | NRIS | Patoutville Substation (138kV bus) | 200 | 200 | Solar | Photovoltaic | Not Started |  | 0 | 0 | 0 | 0
J1561 | Done | 2021-10-20 |  | 2023-01-18 | 2023-10-30 | ENTERGY LOUISIANA, LLC ELTO | Acadia |  |  | LA | DPP-2020 | South | GIA | NRIS | Richard 138kV | 75 | 75 | Solar | Photovoltaic | Not Started | 2026-04-01 | 75 | 75 | 75 | 75
J1562 | Done | 2020-06-12 |  | 2023-01-18 | 2023-09-01 | ENTERGY ARKANSAS, LLC EATO | Mississippi |  |  | AR | DPP-2020 | South | GIA | NRIS | BLYTHEVILLE I-55 - AECC BLYTHEVILLE NORTH 161.0kV | 200 | 200 | Solar | Photovoltaic | Not Started | 2025-01-31 | 200 | 200 | 200 | 200
J1563 | Withdrawn | 2020-06-18 | 2024-09-03 |  | 2023-04-01 | DUKE ENERGY INDIANA, LLC | Putnam |  |  | IN | DPP-2020 | Central | GIA | NRIS | Whitesville - Wabash River 230kV line | 200 | 200 | Solar | Photovoltaic | Not Started |  | 200 | 200 | 0 | 0
J1564 | Done | 2020-06-08 |  | 2023-01-18 | 2023-09-01 | ENTERGY LOUISIANA, LLC ELTO | Washington |  |  | LA | DPP-2020 | South | GIA | NRIS | Talisheek - Bogalusa 230 kV Line | 100 | 100 | Solar | Photovoltaic | Not Started | 2025-12-22 | 100 | 100 | 100 | 100
J1565 | Withdrawn | 2020-06-18 | 2024-01-16 |  | 2023-04-01 | DUKE ENERGY INDIANA, LLC | Lawrence |  |  | IN | DPP-2020 | Central | GIA | NRIS | Bedford - Columbus 345kV line (Line #34517) | 200 | 200 | Solar | Photovoltaic | Not Started |  | 0 | 0 | 0 | 0
J1566 | Done | 2022-02-11 |  |  | 2023-09-01 | SOUTHERN MINNESOTA MUNICIPAL POWER AGENCY | Martin |  |  | MN | DPP-2020 | West | GIA | NRIS | Rutland | 150 | 150 | Solar | Photovoltaic | Not Started | 2026-09-01 | 150 | 150 | 150 | 150
J1567 | Withdrawn | 2022-02-22 | 2023-06-22 |  | 2023-10-01 | AMERICAN TRANSMISSION COMPANY | Outagamie |  |  | WI | DPP-2020 | East (ATC) | GIA | NRIS | Werber W - Hiway 22 345 kV line | 150 | 150 | Solar | Photovoltaic | Not Started |  | 150 | 150 | 150 | 150
J1568 | Withdrawn | 2020-06-23 | 2021-01-05 |  | 2023-08-31 | NORTHERN STATES POWER COMPANY | Renville |  |  | MN | DPP-2020 | West | GIA | NRIS | Franklin 115kV | 100 | 100 | Solar | Photovoltaic | Not Started |  | 0 | 0 | 0 | 0
J1569 | Withdrawn | 2020-06-22 | 2021-01-05 |  | 2023-08-31 | NORTHERN STATES POWER COMPANY | Pierce |  |  | WI | DPP-2020 | West | GIA | NRIS | Red Wing to Herbert 69kV (Redwing - Bay City - Esdaile - Herbert) | 44 | 44 | Solar | Photovoltaic | Not Started |  | 0 | 0 | 0 | 0
J1570 | Withdrawn | 2020-06-25 | 2020-10-08 |  | 2023-09-01 | ITC MIDWEST | Rock |  |  | MN | DPP-2020 | West | GIA | NRIS | Magnolia 161 kV | 200 | 200 | Solar | Photovoltaic | Not Started |  | 0 | 0 | 0 | 0
J1571 | Done | 2021-12-03 |  |  | 2023-09-15 | METC | Lenawee |  |  | MI | DPP-2020 | East (ITC) | GIA | NRIS | MOROCCO | 200 | 200 | Solar | Photovoltaic | Not Started | 2025-04-15 | 175 | 175 | 175 | 175
J1572 | Done | 2020-06-23 |  |  | 2023-10-15 | NORTHERN STATES POWER COMPANY | Faribault |  |  | MN | DPP-2020 | West | GIA | NRIS | Huntley to Blue Earth 161kV | 150 | 150 | Hybrid | Solar/Battery | Not Started |  | 150 | 150 | 150 | 150
J1573 | Done | 2020-06-22 |  |  | 2023-09-01 | AMERICAN TRANSMISSION COMPANY | Portage |  |  | WI | DPP-2020 | East (ATC) | GIA | NRIS | Plover | 250 | 250 | Solar | Photovoltaic | Not Started | 2026-09-01 | 250 | 250 | 250 | 130
J1574 | Withdrawn | 2020-06-24 | 2021-08-03 |  | 2023-08-01 | ENTERGY LOUISIANA, LLC | West Carroll |  |  | LA | DPP-2020 | South | GIA | NRIS | Darnell 115kV | 99 | 99 | Hybrid | Solar/Battery | Not Started |  | 0 | 0 | 0 | 0
J1575 | Done | 2020-06-25 |  |  | 2025-12-01 | OTTER TAIL POWER COMPANY OTP | Marshall |  |  | MN | DPP-2020 | West | GIA | NRIS | 115 kV transmission line from Warsaw to Donaldson owned by Otter Tail Power Company | 70 | 70 | Wind | Wind Turbine | Not Started | 2028-08-03 | 70 | 70 | 70 | 70
J1576 | Done | 2022-03-03 |  | 2023-01-18 | 2026-01-15 | ENTERGY LOUISIANA, LLC ELTO | Washington |  |  | LA | DPP-2020 | South | GIA | NRIS | Angie to Adams Creek 230 kV | 200 | 200 | Solar | Photovoltaic | Not Started | 2026-11-01 | 200 | 70 | 200 | 0
J1577 | Done | 2020-06-25 |  |  | 2025-10-15 | ENTERGY ARKANSAS, LLC | Grant |  |  | AR | DPP-2020 | South | GIA | NRIS | HARDIN WEST SS - SHERIDAN 115.0kV | 100 | 100 | Solar | Photovoltaic | In Service | 2025-05-01 | 100 | 100 | 100 | 100
J1578 | Withdrawn | 2020-06-18 | 2025-08-20 |  | 2023-04-01 | DUKE ENERGY INDIANA, LLC | Bartholomew |  |  | IN | DPP-2020 | Central | GIA | NRIS | Columbus -Greenwood Clark Twp 230kV line (Circuit ID 23019) | 200 | 200 | Solar | Photovoltaic | Not Started |  | 200 | 200 | 200 | 200
J1579 | Withdrawn | 2020-06-18 | 2024-09-03 |  | 2023-04-01 | AMEREN ILLINOIS | Edwards |  |  | IL | DPP-2020 | Central | GIA | NRIS | Albion-Crossville 138kV Line | 200 | 200 | Solar | Photovoltaic | Not Started |  | 200 | 200 | 0 | 0
J1580 | Withdrawn | 2020-06-19 | 2020-11-30 |  | 2023-10-01 | METC | Ottawa |  |  | MI | DPP-2020 | East (ITC) | GIA | NRIS | Cobb - Archer Junction 138kV #2 | 100 | 100 | Solar | Photovoltaic | Not Started |  | 0 | 0 | 0 | 0
J1581 | Done | 2024-04-17 |  |  | 2023-09-01 | NORTHERN STATES POWER COMPANY | Nobles |  |  | MN | DPP-2020 | West | GIA | NRIS | NOBLES COUNTY | 200 | 200 | Solar | Photovoltaic | Not Started | 2026-09-01 | 200 | 200 | 200 | 200
J1582 | Withdrawn | 2022-02-28 | 2023-01-31 |  | 2024-06-06 | NORTHERN STATES POWER COMPANY | St. Croix |  |  | WI | DPP-2020 | West | GIA | NRIS | Pine Lake to Three Lakes 115 kV | 160 | 160 | Solar | Photovoltaic | Not Started |  | 160 | 160 | 0 | 0
J1583 | Done | 2020-06-14 |  | 2023-01-18 | 2023-10-01 | ENTERGY LOUISIANA, LLC ELTO | Iberville |  |  | LA | DPP-2020 | South | GIA | NRIS | Donaldsonville - Evergreen 230kV | 175 | 175 | Solar | Photovoltaic | Not Started | 2025-06-01 | 175 | 175 | 175 | 175
J1584 | Withdrawn | 2020-06-21 | 2020-09-18 |  | 2023-10-01 | ENTERGY LOUISIANA, LLC | Calcasieu |  |  | LA | DPP-2020 | South | GIA | NRIS | Toomey 138kV | 150 | 150 | Solar | Photovoltaic | Not Started |  | 0 | 0 | 0 | 0
J1585 | Withdrawn | 2020-06-18 | 2023-11-28 |  | 2023-04-01 | AMEREN MISSOURI | Moniteau |  |  | MO | DPP-2020 | Central | GIA | NRIS | Apache Tap - Barnett 161kV line | 200 | 200 | Solar | Photovoltaic | Not Started |  | 0 | 0 | 0 | 0
J1586 | Done | 2020-06-25 |  |  | 2023-09-30 | METC | Calhoun |  |  | MI | DPP-2020 | East (ITC) | GIA | NRIS | Argenta to Tompkins 345kV line | 499 | 499 | Hybrid | Solar/Battery | Not Started | 2025-06-01 | 499 | 499 | 499 | 499
J1587 | Done | 2020-06-22 |  |  | 2023-09-01 | ITC | Muskegon |  |  | MI | DPP-2020 | East (ITC) | GIA | NRIS | Du Pont to Cobb 138 KV (J1375 POI) | 100 | 100 | Solar | Photovoltaic | Not Started | 2025-09-08 | 100 | 100 | 100 | 100
J1588 | Done | 2024-04-30 |  |  | 2023-09-01 | NORTHERN STATES POWER COMPANY | Cass |  |  | ND | DPP-2020 | West | GIA | NRIS | BISON | 200 | 200 | Solar | Photovoltaic | Not Started | 2026-09-01 | 200 | 200 | 200 | 200
J1589 | Withdrawn | 2020-06-23 | 2022-01-04 |  | 2022-12-15 | METC | Clinton |  |  | MI | DPP-2020 | East (ITC) | GIA | NRIS | Hubbardston - Tech Drive 138kV | 150 | 150 | Solar | Photovoltaic | Not Started |  | 0 | 0 | 0 | 0
J1590 | Done | 2024-06-05 |  |  | 2024-10-30 | MIDAMERICAN ENERGY CO. MEC | Plymouth |  |  | IA | DPP-2020 | West | GIA | NRIS | REMSEN TOWNSHIP | 200 | 200 | Wind | Wind Turbine | Not Started | 2026-09-15 | 200 | 40 | 200 | 40
J1591 | Withdrawn | 2020-06-22 | 2024-09-03 |  | 2023-09-01 | DUKE ENERGY INDIANA, LLC | Clay |  |  | IN | DPP-2020 | Central | GIA | NRIS | Staunton 138kV | 150 | 150 | Solar | Photovoltaic | Not Started |  | 150 | 150 | 0 | 0
J1592 | Withdrawn | 2020-06-18 | 2023-12-08 |  | 2023-04-01 | ENTERGY ARKANSAS, LLC | Pope |  |  | AR | DPP-2020 | South | GIA | NRIS | MORRILTON EAST - Atkins 161 kV | 200 | 200 | Solar | Photovoltaic | Not Started |  | 200 | 200 | 0 | 0
J1593 | Withdrawn | 2020-06-18 | 2024-09-03 |  | 2024-10-30 | DUKE ENERGY INDIANA, LLC | Rush |  |  | IN | DPP-2020 | Central | GIA | NRIS | Greensboro-Gwynneville 345kV | 200 | 200 | Solar | Photovoltaic | Not Started |  | 200 | 200 | 0 | 0
J1594 | Withdrawn | 2020-06-25 | 2021-11-17 |  | 2023-08-01 | OTTER TAIL POWER COMPANY | Clark |  |  | SD | DPP-2020 | West | GIA | NRIS | Big Stone to Ellendale 345 kV | 200 | 200 | Wind | Wind Turbine | Not Started |  | 0 | 0 | 0 | 0
J1595 | Withdrawn | 2020-06-19 | 2021-01-05 |  | 2023-08-31 | ENTERGY LOUISIANA, LLC | St. Martin |  |  | LA | DPP-2020 | South | GIA | NRIS | Kirk 138kV | 100 | 100 | Solar | Photovoltaic | Not Started |  | 0 | 0 | 0 | 0
J1596 | Withdrawn | 2020-06-18 | 2021-02-24 |  | 2023-10-15 | AMERICAN TRANSMISSION COMPANY | Waushara |  |  | WI | DPP-2020 | East (ATC) | GIA | NRIS | Sand Lake 138kV | 100 | 100 | Solar | Photovoltaic | Not Started |  | 0 | 0 | 0 | 0
J1597 | Withdrawn | 2020-06-23 | 2021-11-17 |  | 2023-09-01 | GREAT RIVER ENERGY | Wadena |  |  | MN | DPP-2020 | West | GIA | NRIS | Wing River Substation 230kV | 75 | 75 | Solar | Photovoltaic | Not Started |  | 0 | 0 | 0 | 0
J1598 | Done | 2023-12-11 |  | 2023-01-18 | 2023-09-15 | ENTERGY LOUISIANA, LLC ELTO | Calcasieu |  |  | LA | DPP-2020 | South | GIA | NRIS | Goos Ferry | 325 | 325 | Solar | Photovoltaic | Not Started | 2026-09-01 | 325 | 0 | 325 | 0
J1599 | Withdrawn | 2020-06-23 | 2026-02-13 |  | 2023-09-01 | CLECO POWER LLC | Iberia |  |  | LA | DPP-2020 | South | GIA | NRIS | Morbihan - Hopkins 138kV | 100 | 100 | Hybrid | Solar/Battery | Withdrawn | 2025-09-01 | 100 | 100 | 100 | 100
J1600 | Withdrawn | 2020-06-19 | 2023-07-17 |  | 2022-10-31 | BIG RIVERS ELECTRIC CORPORATION | Meade |  |  | KY | DPP-2020 | Central | GIA | NRIS | Flaherty Tap to Custer 69kV | 40 | 40 | Solar | Photovoltaic | Not Started |  | 0 | 0 | 0 | 0
J1601 | Withdrawn | 2020-06-09 | 2021-03-15 |  | 2023-09-01 | DUKE ENERGY INDIANA, LLC | Marion |  |  | IN | DPP-2020 | Central | GIA | NRIS | Merom - Gibson Station Tap 345 kV Line | 50 | 50 | Battery Storage | Battery Storage | Not Started |  | 0 | 0 | 0 | 0
J1602 | Done | 2021-11-02 |  | 2023-01-18 | 2023-04-01 | ENTERGY LOUISIANA, LLC ELTO | Ouachita |  |  | LA | DPP-2020 | South | GIA | NRIS | Rilla 115kV substation (Same as J1239) | 25 | 25 | Battery Storage | Battery Storage | Not Started | 2024-10-15 | 25 | 25 | 25 | 25
J1603 | Done | 2021-12-03 |  |  | 2023-09-15 | METC | Otsego |  |  | MI | DPP-2020 | East (ITC) | GIA | NRIS | Vantyle 138kV | 200 | 200 | Solar | Photovoltaic | Not Started | 2025-08-02 | 200 | 200 | 200 | 200
J1604 | Done | 2020-07-10 |  |  | 2023-08-31 | HENDERSON UTILITY COMM DBA HENDERSON MUNICIPAL POWER AND LIGHT | Henderson |  |  | KY | DPP-2020 | Central | GIA | NRIS | HMPL Sub No.7 | 50 | 50 | Solar | Photovoltaic | Not Started | 2026-08-31 | 50 | 50 | 50 | 50
J1605 | Done | 2020-06-23 |  |  | 2023-09-01 | NORTHERN STATES POWER COMPANY | Sherburne |  |  | MN | DPP-2020 | West | GIA | NRIS | SHERBURNE CO | 200 | 200 | Solar | Photovoltaic | Not Started | 2026-09-01 | 200 | 200 | 200 | 200
J1606 | Withdrawn | 2020-06-24 | 2020-12-15 |  | 2023-06-01 | DUKE ENERGY INDIANA, LLC | Fountain |  |  | IN | DPP-2020 | Central | GIA | NRIS | Attica 230kV Substation | 200 | 200 | Solar | Photovoltaic | Not Started |  | 0 | 0 | 0 | 0
J1607 | Done | 2020-06-25 |  |  | 2024-01-15 | ENTERGY ARKANSAS, LLC EATO | Grant |  |  | AR | DPP-2020 | South | GIA | NRIS | Hardin West SS to Sheridan 115 kV | 0 | 0 | Battery Storage | Battery Storage | Not Started | 2025-05-01 | 0 | 0 | 0 | 0
J1608 | Withdrawn | 2020-06-24 | 2020-11-24 |  | 2023-09-15 | METC | Ingham |  |  | MI | DPP-2020 | East (ITC) | GIA | NRIS | Tihart to Lovejoy Junction 138kv | 100 | 100 | Solar | Photovoltaic | Not Started |  | 0 | 0 | 0 | 0
J1609 | Withdrawn | 2020-06-20 | 2022-01-06 |  | 2023-09-01 | CONSUMERS ENERGY COMPANY | St. Joseph |  |  | MI | DPP-2020 | East (ITC) | GIA | NRIS | Simpson 138kV | 125 | 125 | Solar | Photovoltaic | Not Started |  | 0 | 0 | 0 | 0
J1610 | Done | 2020-06-16 |  |  | 2023-08-31 | CITY WATER LIGHT & POWER | Sangamon |  |  | IL | DPP-2020 | Central | GIA | NRIS | Auburn North to Chatham Main 138kV | 100 | 100 | Solar | Photovoltaic | Not Started | 2026-08-31 | 100 | 100 | 100 | 100
J1611 | Done | 2020-06-23 |  |  | 2023-09-01 | MINNESOTA POWER INC. | Morrison |  |  | MN | DPP-2020 | West | GIA | NRIS | Langdon 115 kV Sub | 174 | 174 | Solar | Photovoltaic | Not Started | 2026-09-01 | 120 | 120 | 120 | 120
J1612 | Done | 2020-06-08 |  |  | 2023-09-01 | ENTERGY ARKANSAS, LLC EATO | Union |  |  | AR | DPP-2020 | South | GIA | NRIS | El Dorado East - Sterlington 115 kV | 100 | 100 | Solar | Photovoltaic | Under Construction | 2028-01-31 | 100 | 100 | 100 | 100
J1613 | Withdrawn | 2020-06-25 | 2021-11-17 |  | 2023-08-01 | NORTHERN STATES POWER COMPANY | Cass |  |  | ND | DPP-2020 | West | GIA | NRIS | Bison Substation 345 kV | 400 | 400 | Wind | Wind Turbine | Not Started |  | 0 | 0 | 0 | 0
J1614 | Done | 2020-06-11 |  |  | 2024-02-15 | METC | Muskegon |  |  | MI | DPP-2020 | East (ITC) | GIA | NRIS | White Road - Four Mile 138kV line | 250 | 250 | Solar | Photovoltaic | Not Started | 2025-08-26 | 250 | 250 | 250 | 250
J1615 | Done | 2020-06-17 |  |  | 2023-10-01 | AMERICAN TRANSMISSION COMPANY | Oconto |  |  | WI | DPP-2020 | East (ATC) | GIA | NRIS | Morgan | 150 | 150 | Solar | Photovoltaic | Not Started | 2026-08-01 | 150 | 150 | 150 | 150
J1616 | Done | 2020-06-22 |  |  | 2023-08-31 | DUKE ENERGY INDIANA, LLC CIN | Knox |  |  | IN | DPP-2020 | Central | GIA | NRIS | Edwardsport | 200 | 200 | Solar | Photovoltaic | Not Started | 2026-08-31 | 200 | 200 | 200 | 0
J1617 | Withdrawn | 2020-06-23 | 2020-12-18 |  | 2023-09-15 | AMEREN ILLINOIS | Vermilion |  |  | IL | DPP-2020 | Central | GIA | NRIS | Bunsonville 138kV | 200 | 200 | Solar | Photovoltaic | Not Started |  | 0 | 0 | 0 | 0
J1618 | Withdrawn | 2020-06-18 | 2024-02-09 |  | 2023-04-01 | ENTERGY LOUISIANA, LLC | Ascension |  |  | LA | DPP-2020 | South | GIA | NRIS | ST. JAMES - WELCOME 230KV | 200 | 200 | Solar | Photovoltaic | Not Started |  | 200 | 200 | 0 | 0
J1619 | Done | 2020-06-22 |  |  | 2023-09-01 | BIG RIVERS ELECTRIC CORPORATION BREC | Webster |  |  | KY | DPP-2020 | Central | GIA | NRIS | Reid Switchyard 161kV | 160 | 160 | Solar | Photovoltaic | Not Started | 2024-04-15 | 160 | 160 | 160 | 160
J1620 | Done | 2024-04-17 |  |  | 2023-09-01 | NORTHERN STATES POWER COMPANY | Pipestone |  |  | MN | DPP-2020 | West | GIA | NRIS | Split Rock - Pipestone 115.0kV | 125 | 125 | Solar | Photovoltaic | Not Started | 2026-06-01 | 125 | 0 | 125 | 0
J1621 | Withdrawn | 2020-06-25 | 2021-11-17 |  | 2023-09-01 | OTTER TAIL POWER COMPANY | McPherson |  |  | SD | DPP-2020 | West | GIA | NRIS | Big Stone South to Ellendale 345kV | 400 | 400 | Wind | Wind Turbine | Not Started |  | 0 | 0 | 0 | 0
J1622 | Withdrawn | 2020-06-23 | 2022-12-13 |  | 2024-06-01 | OTTER TAIL POWER COMPANY | Sheridan |  |  | ND | DPP-2020 | West | GIA | NRIS | Harvey-Underwood 230kV | 100 | 100 | Solar | Photovoltaic | Not Started |  | 100 | 100 | 0 | 0
J1623 | Withdrawn | 2020-06-18 | 2020-12-18 |  | 2024-06-01 | DUKE ENERGY INDIANA, LLC | Orange |  |  | IN | DPP-2020 | Central | GIA | NRIS | Mitchell Lost River 345kV | 200 | 200 | Solar | Photovoltaic | Not Started |  | 0 | 0 | 0 | 0
J1624 | Withdrawn | 2020-06-22 | 2024-09-03 |  | 2024-08-04 | DUKE ENERGY INDIANA, LLC | Bartholomew |  |  | IN | DPP-2020 | Central | GIA | NRIS | Columbus Denois Cr - Columbus 345 230 kV Transmission Line | 100 | 100 | Solar | Photovoltaic | Not Started |  | 100 | 100 | 0 | 0
J1625 | Withdrawn | 2021-08-20 | 2024-09-03 |  | 2024-08-05 | DUKE ENERGY INDIANA, LLC | Tipton |  |  | IN | DPP-2020 | Central | GIA | NRIS | Kokomo - Tipton 230kV Transmission line | 150 | 150 | Solar | Photovoltaic | Not Started |  | 120 | 120 | 0 | 0
J1626 | Done | 2020-06-23 |  |  | 2024-08-05 | AMEREN ILLINOIS | Fayette |  |  | IL | DPP-2020 | Central | GIA | NRIS | Ramsey East 138kV bus | 150 | 150 | Solar | Photovoltaic | Not Started | 2027-04-30 | 150 | 150 | 150 | 150
J1627 | Withdrawn | 2020-06-23 | 2020-12-18 |  | 2022-08-31 | NORTHERN INDIANA PUBLIC SERVICE COMPANY LLC | White |  |  | IN | DPP-2020 | Central | GIA | NRIS | Reynolds 345KV | 200 | 200 | Wind | Wind Turbine | Not Started |  | 0 | 0 | 0 | 0
J1628 | Withdrawn | 2020-06-24 | 2020-12-18 |  | 2022-08-31 | NORTHERN INDIANA PUBLIC SERVICE COMPANY LLC | White |  |  | IN | DPP-2020 | Central | GIA | NRIS | Goodland to Reynolds 138KV | 200 | 200 | Wind | Wind Turbine | Not Started |  | 0 | 0 | 0 | 0
J1629 | Done | 2020-06-22 |  |  | 2024-07-18 | AMERICAN TRANSMISSION COMPANY | Columbia |  |  | WI | DPP-2020 | East (ATC) | GIA | NRIS | Columbia SW YD(ALTE) - South Fond Du Lac SW YD 345 KV T-Line | 200 | 200 | Solar | Photovoltaic | Not Started | 2027-07-18 | 200 | 200 | 200 | 200
J1630 | Withdrawn | 2020-06-25 | 2021-12-08 |  | 2023-10-31 | ENTERGY MISSISSIPPI, LLC. | Madison |  |  | MS | DPP-2020 | South | GIA | NRIS | Gerald Andrus-Tinnin Road 230 kV | 150 | 150 | Solar | Photovoltaic | Not Started |  | 0 | 0 | 0 | 0
J1631 | Withdrawn | 2020-06-24 | 2020-11-24 |  | 2023-09-15 | AMERICAN TRANSMISSION COMPANY | Clark |  |  | WI | DPP-2020 | East (ATC) | GIA | NRIS | Stonelake to Gardner Park 345kV | 200 | 200 | Wind | Wind Turbine | Not Started |  | 0 | 0 | 0 | 0
J1632 | Withdrawn | 2020-06-22 | 2023-07-17 |  | 2023-09-01 | BIG RIVERS ELECTRIC CORPORATION | Caldwell |  |  | KY | DPP-2020 | Central | GIA | NRIS | Caldwell County - Barkley 161kV | 200 | 200 | Solar | Photovoltaic | Not Started |  | 0 | 0 | 0 | 0
J1633 | Withdrawn | 2020-06-25 | 2021-12-08 |  | 2022-03-01 | CLECO POWER LLC | Beauregard |  |  | LA | DPP-2020 | South | GIA | NRIS | Cooper Switching - Penton Road 230 kV | 0 | 0 | Battery Storage | Battery Storage | Not Started |  | 0 | 0 | 0 | 0
J1634 | Withdrawn | 2020-06-25 | 2021-12-08 |  | 2022-03-01 | CLECO POWER LLC | Beauregard |  |  | LA | DPP-2020 | South | GIA | NRIS | COOPER SWITCHING - PENTON ROAD 230 KV | 100 | 100 | Solar | Photovoltaic | Not Started |  | 0 | 0 | 0 | 0
J1635 | Done | 2020-06-24 |  |  | 2022-02-01 | METC | Branch |  |  | MI | DPP-2020 | East (ITC) | GIA | NRIS | BUTTERS - NEWTON (MI AVE) 138.0kV | 100 | 100 | Battery Storage | Battery Storage | Not Started | 2025-02-01 | 100 | 100 | 100 | 100
J1636 | Withdrawn | 2020-06-23 | 2024-09-03 |  | 2023-09-01 | AMEREN MISSOURI | Pike |  |  | MO | DPP-2020 | Central | GIA | NRIS | Peno Creek Substation 161kV | 44 | 44 | Solar | Photovoltaic | Not Started |  | 44 | 44 | 0 | 0
J1637 | Withdrawn | 2020-06-23 | 2024-09-03 |  | 2023-09-01 | DUKE ENERGY INDIANA, LLC | Knox |  |  | IN | DPP-2020 | Central | GIA | NRIS | Wheatland Substation 345kV | 150 | 150 | Solar | Photovoltaic | Not Started |  | 150 | 150 | 0 | 0
J1638 | Done | 2022-02-11 |  |  | 2023-09-01 | BIG RIVERS ELECTRIC CORPORATION BREC | Hancock |  |  | KY | DPP-2020 | Central | GIA | NRIS | Skillman Substation 161kV | 150 | 150 | Solar | Photovoltaic | Not Started | 2026-09-01 | 150 | 150 | 150 | 150
J1639 | Withdrawn | 2020-06-24 | 2022-01-06 |  | 2022-02-01 | METC | Lenawee |  |  | MI | DPP-2020 | East (ITC) | GIA | NRIS | 345kV Allen Junction to Morocco | 100 | 100 | Battery Storage | Battery Storage | Not Started |  | 0 | 0 | 0 | 0
J1640 | Withdrawn | 2020-06-25 | 2020-09-22 |  | 2023-10-31 | ENTERGY MISSISSIPPI, LLC. | Hinds |  |  | MS | DPP-2020 | South | GIA | NRIS | Beech Grove - Ray Braswell 115 kV | 200 | 200 | Solar | Photovoltaic | Not Started |  | 0 | 0 | 0 | 0
J1641 | Done | 2024-03-15 |  |  | 2023-09-01 | HOOSIER ENERGY | Greene |  |  | IN | DPP-2020 | Central | GIA | NRIS | Worthington Substation 138kV | 150 | 150 | Solar | Photovoltaic | Not Started | 2026-09-01 | 150 | 150 | 150 | 150
J1642 | Done | 2022-02-17 |  |  | 2023-10-15 | SOUTHERN INDIANA GAS & ELECTRIC COMPANY D/B/A CENTERPOINT ENERGY INDIANA SOUTH | Spencer |  |  | IN | DPP-2020 | Central | GIA | NRIS | North East (Castle) - Culley 138kV | 200 | 200 | Hybrid | Solar/Battery | Not Started |  | 200 | 200 | 200 | 200
J1643 | Withdrawn | 2020-06-23 | 2020-11-30 |  | 2023-10-01 | METC | Genesee |  |  | MI | DPP-2020 | East (ITC) | GIA | NRIS | Delaney 138kV | 50 | 50 | Solar | Photovoltaic | Not Started |  | 0 | 0 | 0 | 0
J1644 | Done | 2020-06-10 |  | 2023-01-18 | 2023-10-01 | ENTERGY LOUISIANA, LLC ELTO | St. Landry |  |  | LA | DPP-2020 | South | GIA | NRIS | Champange - Plaisance | 150 | 150 | Solar | Photovoltaic | Under Construction | 2024-12-15 | 150 | 0 | 150 | 0
J1645 | Withdrawn | 2020-06-24 | 2020-12-23 |  | 2023-09-01 | GREAT RIVER ENERGY | Renville |  |  | MN | DPP-2020 | West | GIA | NRIS | Panther 230kV Substation | 80 | 80 | Solar | Photovoltaic | Not Started |  | 0 | 0 | 0 | 0
J1646 | Done | 2020-06-10 |  |  | 2023-10-01 | NORTHERN INDIANA PUBLIC SERVICE COMPANY LLC NIPS | Newton |  |  | IN | DPP-2020 | Central | GIA | NRIS | MORRISON DITCH | 150 | 150 | Solar | Photovoltaic | Not Started | 2026-10-01 | 150 | 150 | 150 | 150
J1647 | Withdrawn | 2020-06-24 | 2020-11-19 |  | 2023-09-01 | NORTHERN STATES POWER COMPANY | Chippewa |  |  | MN | DPP-2020 | West | GIA | NRIS | Maynard XMSN 115kV Substation | 150 | 150 | Solar | Photovoltaic | Not Started |  | 0 | 0 | 0 | 0
J1648 | Withdrawn | 2020-06-25 | 2020-12-14 |  | 2021-08-15 | ENTERGY ARKANSAS, LLC | Searcy |  |  | AR | DPP-2020 | South | GIA | NRIS | Searcy Price 161kV | 10 | 10 | Hybrid | Solar/Battery | Not Started |  | 0 | 0 | 0 | 0
J1649 | Done | 2021-03-10 |  |  | 2022-10-31 | BIG RIVERS ELECTRIC CORPORATION BREC | McCracken |  |  | KY | DPP-2020 | Central | GIA | NRIS | Shell - McCracken County 69.0kV | 60 | 60 | Solar | Photovoltaic | Not Started | 2025-10-31 | 60 | 60 | 60 | 60
J1650 | Withdrawn | 2020-06-23 | 2020-12-18 |  | 2023-09-15 | AMEREN ILLINOIS | Logan |  |  | IL | DPP-2020 | Central | GIA | NRIS | Latham 345kV | 200 | 200 | Solar | Photovoltaic | Not Started |  | 0 | 0 | 0 | 0
J1651 | Done | 2020-06-23 |  |  | 2023-08-31 | AMEREN ILLINOIS | Logan |  |  | IL | DPP-2020 | Central | GIA | NRIS | Howlett | 149.5 | 149.5 | Solar | Photovoltaic | Not Started | 2028-02-01 | 105 | 105 | 105 | 31.5
J1652 | Withdrawn | 2021-12-03 | 2023-07-17 |  | 2023-09-15 | AMEREN ILLINOIS | Champaign |  |  | IL | DPP-2020 | Central | GIA | NRIS | Sidney 138kV | 116 | 116 | Solar | Photovoltaic | Not Started |  | 0 | 0 | 0 | 0
J1653 | Done | 2021-12-03 |  |  | 2023-09-15 | AMEREN ILLINOIS | Tazewell |  |  | IL | DPP-2020 | Central | GIA | NRIS | San Jose Rail 138kV | 150 | 150 | Solar | Photovoltaic | Not Started | 2026-09-15 | 150 | 150 | 150 | 0
J1654 | Withdrawn | 2020-06-25 | 2023-02-22 |  | 2023-09-01 | METC | Genesee |  |  | MI | DPP-2020 | East (ITC) | GIA | NRIS | Goss-Thetford 345kV Line | 200 | 200 | Solar | Photovoltaic | Not Started |  | 200 | 200 | 0 | 0
J1655 | Withdrawn | 2021-12-03 | 2024-09-03 |  | 2022-09-15 | AMEREN ILLINOIS | Jefferson |  |  | IL | DPP-2020 | Central | GIA | NRIS | West Mt Vernon - Xenia 345kV Line (J1241) | 50 | 50 | Battery Storage | Battery Storage | Not Started |  | 50 | 50 | 0 | 0
J1656 | Withdrawn | 2020-06-23 | 2025-03-19 |  | 2023-08-31 | AMEREN ILLINOIS | Vermilion |  |  | IL | DPP-2020 | Central | GIA | NRIS | Sydney to Bunsonville 345kV Line | 412 | 412 | Hybrid | Solar/Wind | Not Started |  | 0 | 0 | 0 | 0
J1657 | Done | 2020-06-25 |  |  | 2022-08-01 | NORTHERN STATES POWER COMPANY | St. Croix |  |  | WI | DPP-2020 | West | GIA | NRIS | Pine Lake to Apple River 161 kV | 100 | 100 | Solar | Photovoltaic | Not Started | 2025-08-01 | 100 | 0 | 100 | 0
J1658 | Done | 2025-05-19 |  |  | 2023-09-01 | METC | Hillsdale |  |  | MI | DPP-2020 | East (ITC) | GIA | NRIS | COLDWATER - MOORE ROAD 138.0kV | 180 | 180 | Solar | Photovoltaic | Not Started | 2025-12-12 | 150 | 150 | 150 | 150
J1659 | Done | 2020-06-25 |  |  | 2022-02-01 | ITC | Washtenaw |  |  | MI | DPP-2020 | East (ITC) | GIA | NRIS | DORSET | 100 | 100 | Battery Storage | Battery Storage | Under Construction | 2025-02-01 | 100 | 100 | 100 | 100
J1660 | Withdrawn | 2020-06-24 | 2022-01-05 |  | 2023-09-01 | METC | Genesee |  |  | MI | DPP-2020 | East (ITC) | GIA | NRIS | Goss-Thetford 345kV Line | 50 | 50 | Battery Storage | Battery Storage | Not Started |  | 0 | 0 | 0 | 0
J1661 | Withdrawn | 2020-06-24 | 2021-02-23 |  | 2023-09-01 | ITC | Lapeer |  |  | MI | DPP-2020 | East (ITC) | GIA | NRIS | Imlay Pump 120kV Substation | 200 | 200 | Solar | Photovoltaic | Not Started |  | 0 | 0 | 0 | 0
J1662 | Withdrawn | 2020-06-23 | 2023-10-17 |  | 2023-08-31 | NORTHERN INDIANA PUBLIC SERVICE COMPANY LLC | Newton |  |  | IN | DPP-2020 | Central | GIA | NRIS | Goodland Substation 138kV (Bus Name: 17Goodland) | 200 | 200 | Solar | Photovoltaic | Not Started |  | 0 | 0 | 0 | 0
J1663 | Done | 2021-12-03 |  | 2023-03-07 | 2023-09-15 | METC | Ottawa |  |  | MI | DPP-2020 | East (ITC) | GIA | NRIS | ARGENTA - TALLMADGE 345.0kV | 200 | 200 | Solar | Photovoltaic | Under Construction | 2025-08-02 | 200 | 200 | 200 | 200
J1664 | Done | 2020-06-24 |  |  | 2023-09-01 | ITC | St. Clair |  |  | MI | DPP-2020 | East (ITC) | GIA | NRIS | Carrigan 120kV Substation | 200 | 200 | Solar | Photovoltaic | Not Started | 2026-09-01 | 100 | 100 | 100 | 100
J1665 | Withdrawn | 2020-06-24 | 2022-01-05 |  | 2023-09-01 | ITC | St. Clair |  |  | MI | DPP-2020 | East (ITC) | GIA | NRIS | Carrigan 120kV Substation | 50 | 50 | Battery Storage | Battery Storage | Not Started |  | 0 | 0 | 0 | 0
J1666 | Withdrawn | 2020-06-24 | 2022-01-06 |  | 2023-04-20 | METC | Ingham |  |  | MI | DPP-2020 | East (ITC) | GIA | NRIS | Oneida - Majestic 345 kV | 300 | 300 | Wind | Wind Turbine | Not Started |  | 0 | 0 | 0 | 0
J1667 | Withdrawn | 2020-06-24 | 2021-12-21 |  | 2023-04-20 | METC | Isabella |  |  | MI | DPP-2020 | East (ITC) | GIA | NRIS | Bard Rd to Clare Junction 138 kV | 200 | 200 | Wind | Wind Turbine | Not Started |  | 0 | 0 | 0 | 0
J1668 | Withdrawn | 2020-06-24 | 2021-12-08 |  | 2023-04-20 | ENTERGY LOUISIANA, LLC | Iberville |  |  | LA | DPP-2020 | South | GIA | NRIS | Donaldsonville - Evergreen 230 kV | 194 | 194 | Solar | Photovoltaic | Not Started |  | 0 | 0 | 0 | 0
J1669 | Done | 2020-06-23 |  |  | 2023-09-01 | ENTERGY LOUISIANA, LLC ELTO | Jefferson Davis |  |  | LA | DPP-2020 | South | GIA | ERIS | LAKE CHARLES BULK | 165 | 165 | Solar | Photovoltaic | Not Started | 2025-12-04 | 165 | 0 | 165 | 0
J1670 | Done | 2020-06-23 |  |  | 2023-10-15 | ENTERGY ARKANSAS, LLC EATO | Mississippi |  |  | AR | DPP-2020 | South | GIA | NRIS | Crooked Lake 161kV at J586 POI | 50 | 50 | Solar | Photovoltaic | Not Started | 2025-03-15 | 50 | 50 | 50 | 50
J1671 | Done | 2020-06-23 |  |  | 2023-08-31 | ENTERGY TEXAS, INC. ETTO | Walker |  |  | TX | DPP-2020 | South | GIA | ERIS | Rocky Creek to Lewis Creek 230kV | 150 | 150 | Solar | Photovoltaic | Under Construction | 2025-12-04 | 150 | 0 | 150 | 0
J1672 | Done | 2020-06-23 |  | 2023-01-18 | 2023-08-31 | ENTERGY MISSISSIPPI, LLC. EMTO | Hinds |  |  | MS | DPP-2020 | South | GIA | NRIS | Tinnin Road 230kV | 150 | 150 | Solar | Photovoltaic | Not Started | 2025-11-16 | 150 | 150 | 150 | 150
J1673 | Done | 2020-06-23 |  |  | 2024-01-15 | CLECO POWER LLC CLEC | Sabine |  |  | LA | DPP-2020 | South | GIA | NRIS | Fisher - Marthaville 230.0kV | 200 | 200 | Solar | Photovoltaic | Not Started | 2025-03-01 | 200 | 100 | 200 | 100
J1674 | Withdrawn | 2020-06-25 | 2020-12-21 |  | 2023-08-02 | ENTERGY LOUISIANA, LLC | St. Tammany |  |  | LA | DPP-2020 | South | GIA | NRIS | Talisheek - North Slidell 230kV Line | 250 | 250 | Hybrid | Solar/Battery | Not Started |  | 0 | 0 | 0 | 0
J1675 | Withdrawn | 2020-06-23 | 2021-02-13 |  | 2023-12-15 | AMEREN TRANSMISSION COMPANY OF ILLINOIS | Edgar |  |  | IL | DPP-2020 | Central | GIA | NRIS | Kansas 345kV | 250 | 250 | Wind | Wind Turbine | Not Started |  | 0 | 0 | 0 | 0
J1676 | Withdrawn | 2020-06-24 | 2024-09-03 |  | 2023-04-20 | AMEREN ILLINOIS | McLean |  |  | IL | DPP-2020 | Central | GIA | NRIS | Brokaw - Clinton 345 kV line | 300 | 300 | Wind | Wind Turbine | Not Started |  | 300 | 300 | 0 | 0
J1677 | Done | 2020-06-24 |  |  | 2023-04-20 | AMEREN ILLINOIS | Macon |  |  | IL | DPP-2020 | Central | GIA | NRIS | Leghorn 345 kV | 180 | 180 | Solar | Photovoltaic | Not Started | 2026-01-29 | 150 | 150 | 150 | 150
J1678 | Withdrawn | 2022-04-06 | 2024-09-03 |  | 2023-08-01 | DUKE ENERGY INDIANA, LLC | Miami |  |  | IN | DPP-2020 | Central | GIA | NRIS | Deedsville 345 kV | 74.7 | 74.7 | Battery Storage | Battery Storage | Not Started |  | 74.7 | 74.7 | 0 | 0
J1679 | Done | 2020-06-24 |  |  | 2023-04-20 | AMEREN ILLINOIS | Clay |  |  | IL | DPP-2020 | Central | GIA | NRIS | 7XENIA - 7MTVERNW 345.0kV | 125 | 125 | Solar | Photovoltaic | Not Started | 2026-04-20 | 125 | 125 | 125 | 125
J1680 | Withdrawn | 2020-06-24 | 2024-09-03 |  | 2023-04-20 | DUKE ENERGY INDIANA, LLC | Cass |  |  | IN | DPP-2020 | Central | GIA | NRIS | 345 kV Walton Substation | 100 | 100 | Solar | Photovoltaic | Not Started |  | 100 | 100 | 0 | 0
J1681 | Withdrawn | 2020-06-18 | 2023-07-17 |  | 2024-10-31 | AMEREN MISSOURI | Maries |  |  | MO | DPP-2020 | Central | GIA | NRIS | Bland to Franks 345kV line | 200 | 200 | Solar | Photovoltaic | Not Started |  | 0 | 0 | 0 | 0
J1682 | Withdrawn | 2020-06-25 | 2020-12-18 |  | 2024-10-01 | DUKE ENERGY INDIANA, LLC | Boone |  |  | IN | DPP-2020 | Central | GIA | NRIS | Hortonville to Whitestown 345 kV | 300 | 300 | Solar | Photovoltaic | Not Started |  | 0 | 0 | 0 | 0
J1683 | Withdrawn | 2020-06-25 | 2020-12-14 |  | 2023-08-01 | NORTHERN INDIANA PUBLIC SERVICE COMPANY LLC | Porter |  |  | IN | DPP-2020 | Central | GIA | NRIS | Babcock - Lake George 345 kV | 75 | 75 | Battery Storage | Battery Storage | Not Started |  | 0 | 0 | 0 | 0
J1684 | Done | 2023-08-04 |  |  | 2023-04-20 | NORTHERN INDIANA PUBLIC SERVICE COMPANY LLC NIPS | Starke |  |  | IN | DPP-2020 | Central | GIA | NRIS | SCHAHFER GEN STA - BURR OAK 345.0kV | 200 | 200 | Solar | Photovoltaic | Not Started | 2029-04-17 | 200 | 200 | 200 | 200
J1685 | Withdrawn | 2020-06-25 | 2020-09-24 |  | 2023-09-30 | ENTERGY LOUISIANA, LLC | Ascension |  |  | LA | DPP-2020 | South | GIA | NRIS | Donaldsonville to Evergreen 230kV line | 250 | 250 | Hybrid | Solar/Battery | Not Started |  | 0 | 0 | 0 | 0
J1686 | Done | 2022-07-07 |  |  | 2023-09-04 | CLECO POWER LLC CLEC | Evangeline |  |  | LA | DPP-2020 | South | GIA | NRIS | Coughlin - Plaisance 138 kV | 100 | 100 | Hybrid | Solar/Battery | Not Started | 2026-09-01 | 100 | 100 | 100 | 70
J1687 | Withdrawn | 2021-12-03 | 2024-09-03 |  | 2026-09-01 | HOOSIER ENERGY | Decatur |  |  | IN | DPP-2020 | Central | GIA | NRIS | Decatur Switching Station 161kv | 160 | 160 | Solar | Photovoltaic | Not Started |  | 160 | 160 | 0 | 0
J1688 | Withdrawn | 2020-06-23 | 2020-10-02 |  | 2023-09-15 | AMEREN ILLINOIS | Champaign |  |  | IL | DPP-2020 | Central | GIA | NRIS | Rising 345kV | 200 | 200 | Solar | Photovoltaic | Not Started |  | 0 | 0 | 0 | 0
J1689 | Withdrawn | 2020-06-24 | 2020-12-18 |  | 2023-09-15 | DUKE ENERGY INDIANA, LLC | Henry |  |  | IN | DPP-2020 | Central | GIA | NRIS | Cadiz 138kV | 150 | 150 | Solar | Photovoltaic | Not Started |  | 0 | 0 | 0 | 0
J1690 | Withdrawn | 2020-06-24 | 2021-03-15 |  | 2023-09-15 | DUKE ENERGY INDIANA, LLC | Henry |  |  | IN | DPP-2020 | Central | GIA | NRIS | Lewisville 138kV | 125 | 125 | Solar | Photovoltaic | Not Started |  | 0 | 0 | 0 | 0
J1691 | Done | 2020-06-24 |  |  | 2023-06-01 | DUKE ENERGY INDIANA, LLC CIN | Sullivan |  |  | IN | DPP-2020 | Central | GIA | NRIS | Gibson Sta - Merom (HED) 345.0kV | 200 | 200 | Solar | Photovoltaic | Not Started | 2026-06-01 | 200 | 200 | 200 | 0
J1692 | Withdrawn | 2020-06-24 | 2020-12-03 |  | 2023-06-01 | DUKE ENERGY INDIANA, LLC | Cass |  |  | IN | DPP-2020 | Central | GIA | NRIS | Walton 345 kV Substation | 65 | 65 | Battery Storage | Battery Storage | Not Started |  | 0 | 0 | 0 | 0
J1693 | Withdrawn | 2020-06-24 | 2020-11-19 |  | 2023-09-01 | NORTHERN STATES POWER COMPANY | Chippewa |  |  | MN | DPP-2020 | West | GIA | NRIS | Maynard XMSN 115kV Substation | 50 | 50 | Battery Storage | Battery Storage | Not Started |  | 0 | 0 | 0 | 0
J1694 | Withdrawn | 2020-06-23 | 2020-12-18 |  | 2024-06-01 | DUKE ENERGY INDIANA, LLC | Lawrence |  |  | IN | DPP-2020 | Central | GIA | NRIS | Lost River 345kV | 100 | 100 | Solar | Photovoltaic | Not Started |  | 0 | 0 | 0 | 0
J1695 | Withdrawn | 2023-12-12 | 2024-09-03 |  | 2023-09-01 | AMEREN ILLINOIS | Perry |  |  | IL | DPP-2020 | Central | GIA | NRIS | Aster 138kV Substation (Rebuild of North Coulterville 138kV) | 50 | 50 | Battery Storage | Battery Storage | Not Started |  | 50 | 50 | 0 | 0
J1696 | Done | 2020-06-11 |  |  | 2023-10-01 | BIG RIVERS ELECTRIC CORPORATION BREC | Henderson |  |  | KY | DPP-2020 | Central | GIA | NRIS | Reid EHV 161kV | 150 | 150 | Solar | Photovoltaic | Not Started | 2026-06-12 | 150 | 150 | 150 | 150
J1697 | Withdrawn | 2020-06-18 | 2024-09-03 |  | 2023-04-01 | DUKE ENERGY INDIANA, LLC | Lawrence |  |  | IN | DPP-2020 | Central | GIA | NRIS | Shawswick to Pleasant Grove 138 kV | 200 | 200 | Solar | Photovoltaic | Not Started |  | 200 | 200 | 0 | 0
J1698 | Withdrawn | 2020-06-25 | 2020-12-21 |  | 2023-08-02 | ENTERGY LOUISIANA, LLC | St. Tammany |  |  | LA | DPP-2020 | South | GIA | NRIS | Talisheek - North Slidell 230kV Line | 150 | 150 | Hybrid | Solar/Battery | Not Started |  | 0 | 0 | 0 | 0
J1699 | Withdrawn | 2020-06-25 | 2023-07-17 |  | 2024-10-01 | HOOSIER ENERGY | Shelby |  |  | IN | DPP-2020 | Central | GIA | NRIS | HE Lewis Creek 69 kV | 43 | 43 | Solar | Photovoltaic | Not Started |  | 0 | 0 | 0 | 0
J1700 | Withdrawn | 2020-06-25 | 2020-10-22 |  | 2023-04-30 | DUKE ENERGY INDIANA, LLC | Johnson |  |  | IN | DPP-2020 | Central | GIA | NRIS | FRANKLIN 230KV | 288 | 288 | Solar | Photovoltaic | Not Started |  | 0 | 0 | 0 | 0
J1701 | Done | 2021-12-03 |  |  | 2023-09-15 | AMEREN ILLINOIS | McDonough |  |  | IL | DPP-2020 | Central | GIA | NRIS | Macomb to Ipava 138kV line | 200 | 200 | Wind | Wind Turbine | Not Started | 2026-09-15 | 200 | 200 | 200 | 191
J1702 | Withdrawn | 2020-06-24 | 2020-12-14 |  | 2023-04-20 | AMEREN TRANSMISSION COMPANY OF ILLINOIS | Shelby |  |  | IL | DPP-2020 | Central | GIA | NRIS | Faraday 345 kV | 300 | 300 | Wind | Wind Turbine | Not Started |  | 0 | 0 | 0 | 0
J1703 | Withdrawn | 2022-02-11 | 2023-07-17 |  | 2023-09-01 | BIG RIVERS ELECTRIC CORPORATION | Webster |  |  | KY | DPP-2020 | Central | GIA | NRIS | Reid to Hopkins County 161kV | 74 | 74 | Solar | Photovoltaic | Not Started |  | 0 | 0 | 0 | 0
J1704 | Withdrawn | 2020-06-25 | 2023-11-28 |  | 2023-09-01 | DUKE ENERGY INDIANA, LLC | Shelby |  |  | IN | DPP-2020 | Central | GIA | NRIS | Gwynneville 345kV Substation | 50 | 50 | Battery Storage | Battery Storage | Not Started |  | 0 | 0 | 50 | 50
J1705 | Withdrawn | 2020-06-25 | 2021-02-23 |  | 2024-02-20 | AMERICAN TRANSMISSION COMPANY | Columbia |  |  | WI | DPP-2020 | East (ATC) | GIA | NRIS | South Fond du Lac (Endpoint A) to Columbia (Endpoint B) 345 kV | 200 | 200 | Solar | Photovoltaic | Not Started |  | 0 | 0 | 0 | 0
J1706 | Done | 2020-06-23 |  |  | 2025-06-01 | AMERICAN TRANSMISSION COMPANY | Green |  |  | WI | DPP-2020 | East (ATC) | GIA | NRIS | North Monroe 138 kV | 100 | 100 | Solar | Photovoltaic | Not Started | 2028-06-01 | 100 | 100 | 100 | 100
J1707 | Withdrawn | 2021-10-22 | 2023-07-17 |  | 2023-04-20 | SOUTHERN INDIANA GAS & ELECTRIC COMPANY D/B/A CENTERPOINT ENERGY INDIANA SOUTH | Dubois |  |  | IN | DPP-2020 | Central | GIA | NRIS | DUFF 345KV | 72 | 72 | Solar | Photovoltaic | Not Started |  | 0 | 0 | 0 | 0
J1708 | Withdrawn | 2020-06-23 | 2023-06-22 |  | 2025-06-01 | AMERICAN TRANSMISSION COMPANY | Grant |  |  | WI | DPP-2020 | East (ATC) | GIA | NRIS | J947 Interconnection Substation | 75 | 75 | Solar | Photovoltaic | Not Started |  | 75 | 75 | 75 | 75
J1709 | Withdrawn | 2022-01-21 | 2024-10-15 | 2023-01-18 | 2022-02-01 | ENTERGY TEXAS, INC. | Grimes |  |  | TX | DPP-2020 | South | GIA | ERIS | 138 kV Grimes | 100 | 100 | Battery Storage | Battery Storage | Withdrawn | 2025-02-01 | 100 | 0 | 100 | 0
J1710 | Done | 2020-06-25 |  |  | 2023-09-13 | ENTERGY ARKANSAS, LLC EATO | Lee |  |  | AR | DPP-2020 | South | GIA | NRIS | KEO EHV | 300 | 300 | Solar | Photovoltaic | Not Started | 2026-09-13 | 300 | 300 | 300 | 300
J1711 | Withdrawn | 2020-06-24 | 2020-11-30 |  | 2023-09-01 | AMERICAN TRANSMISSION COMPANY | Green |  |  | WI | DPP-2020 | East (ATC) | GIA | NRIS | North Monroe 138kV Substation | 100 | 100 | Solar | Photovoltaic | Not Started |  | 0 | 0 | 0 | 0
J1712 | Done | 2020-06-23 |  |  | 2022-12-15 | AMEREN ILLINOIS | Perry |  |  | IL | DPP-2020 | Central | GIA | NRIS | North Coulterville - COMM 345kV | 300 | 300 | Solar | Photovoltaic | Not Started | 2025-12-15 | 300 | 300 | 300 | 300
J1713 | Withdrawn | 2020-06-24 | 2024-09-03 |  | 2022-08-01 | AMEREN TRANSMISSION COMPANY OF ILLINOIS | Macon |  |  | IL | DPP-2020 | Central | GIA | NRIS | Faraday (138 kV) | 147.2 | 147.2 | Wind | Wind Turbine | Not Started |  | 147.19 | 147.19 | 0 | 0
J1714 | Done | 2020-06-25 |  |  | 2023-09-01 | AMEREN ILLINOIS | Fayette |  |  | IL | DPP-2020 | Central | GIA | NRIS | Ramsey East 138kV Substation | 100 | 100 | Solar | Photovoltaic | Not Started | 2026-12-01 | 100 | 100 | 100 | 100
J1715 | Withdrawn | 2020-06-24 | 2020-12-18 |  | 2023-09-15 | HOOSIER ENERGY | Decatur |  |  | IN | DPP-2020 | Central | GIA | NRIS | HE Westport 138kV | 145 | 145 | Solar | Photovoltaic | Not Started |  | 0 | 0 | 0 | 0
J1716 | Withdrawn | 2020-06-24 | 2024-10-21 |  | 2022-08-01 | AMERICAN TRANSMISSION COMPANY | Fond du Lac |  |  | WI | DPP-2020 | East (ATC) | GIA | NRIS | South Fond du Lac - Fitzgerald 345.0kV | 100 | 100 | Solar | Photovoltaic | Withdrawn | 2025-08-01 | 100 | 0 | 100 | 0
J1717 | Withdrawn | 2020-06-24 | 2020-12-18 |  | 2023-09-15 | DUKE ENERGY INDIANA, LLC | Decatur |  |  | IN | DPP-2020 | Central | GIA | NRIS | Greensburg 138kV | 150 | 150 | Solar | Photovoltaic | Not Started |  | 0 | 0 | 0 | 0
J1718 | Withdrawn | 2020-06-24 | 2020-09-18 |  | 2023-09-15 | AMEREN ILLINOIS | Vermilion |  |  | IL | DPP-2020 | Central | GIA | NRIS | Bunsonville 345kV | 200 | 200 | Wind | Wind Turbine | Not Started |  | 0 | 0 | 0 | 0
J1719 | Withdrawn | 2020-06-24 | 2021-12-08 |  | 2023-09-01 | AMERICAN TRANSMISSION COMPANY | Waushara |  |  | WI | DPP-2020 | East (ATC) | GIA | NRIS | Sand Lake 138kV Substation | 100 | 100 | Solar | Photovoltaic | Not Started |  | 0 | 0 | 0 | 0
J1720 | Withdrawn | 2020-06-22 | 2021-12-08 |  | 2024-05-20 | AMERICAN TRANSMISSION COMPANY | Columbia |  |  | WI | DPP-2020 | East (ATC) | GIA | NRIS | Fountain Prairie -North Randolph 138kV Transmission Line | 99 | 99 | Solar | Photovoltaic | Not Started |  | 0 | 0 | 0 | 0
J1721 | Withdrawn | 2020-06-24 | 2025-11-26 |  | 2023-06-01 | DUKE ENERGY INDIANA, LLC | Vigo |  |  | IN | DPP-2020 | Central | GIA | NRIS | TH Pfizer Jct. - Worthington (HED) | 175.12 | 175.12 | Solar | Photovoltaic | Withdrawn | 2026-06-01 | 175.12 | 175.12 | 175.12 | 175.12
J1722 | Withdrawn | 2020-06-22 | 2021-12-08 |  | 2024-02-09 | ENTERGY ARKANSAS, LLC | Lonoke |  |  | AR | DPP-2020 | South | GIA | NRIS | Galloway - Remigton 115kV Transmission Line | 100 | 100 | Solar | Photovoltaic | Not Started |  | 0 | 0 | 0 | 0
J1723 | Withdrawn | 2021-11-02 | 2022-08-05 |  | 2023-04-01 | ENTERGY ARKANSAS, LLC | Cross |  |  | AR | DPP-2020 | South | GIA | NRIS | Wynne East to Wynne South 161kV line (J1125 sub) | 10 | 10 | Battery Storage | Battery Storage | Not Started |  | 10 | 10 | 10 | 10
J1724 | Done | 2021-12-03 |  |  | 2023-09-15 | NORTHERN INDIANA PUBLIC SERVICE COMPANY LLC NIPS | LaPorte |  |  | IN | DPP-2020 | Central | GIA | NRIS | LNG - STILLWELL 138kV line | 150 | 150 | Solar | Photovoltaic | Not Started |  | 150 | 150 | 150 | 150
J1725 | Done | 2020-06-23 |  |  | 2024-09-01 | AMEREN ILLINOIS | Tazewell |  |  | IL | DPP-2020 | Central | GIA | NRIS | San Jose Rail Splitter 138KV (G515) | 100 | 100 | Wind | Wind Turbine | Not Started | 2027-06-01 | 100 | 100 | 100 | 14
J1726 | Withdrawn | 2020-06-15 | 2024-09-03 |  | 2023-10-01 | NORTHERN INDIANA PUBLIC SERVICE COMPANY LLC | Pulaski |  |  | IN | DPP-2020 | Central | GIA | NRIS | Reynolds - Burr 345kV | 200 | 200 | Solar | Photovoltaic | Not Started |  | 200 | 200 | 0 | 0
J1727 | Withdrawn | 2020-06-24 | 2020-10-08 |  | 2023-12-01 | ITC MIDWEST | Hancock |  |  | IA | DPP-2020 | West | GIA | NRIS | Lime Creek 161kV | 33.75 | 33.75 | Wind | Wind Turbine | Not Started |  | 0 | 0 | 0 | 0
J1728 | Withdrawn | 2020-06-25 | 2020-10-08 |  | 2023-12-01 | ITC MIDWEST | Story |  |  | IA | DPP-2020 | West | GIA | NRIS-Only | Story County Substation 161kV | 39 | 39 | Wind | Wind Turbine | Not Started |  | 0 | 0 | 0 | 0
J1729 | Withdrawn | 2020-06-24 | 2020-10-08 |  | 2023-12-01 | ITC MIDWEST | Hancock |  |  | IA | DPP-2020 | West | GIA | NRIS-Only | Lime Creek 161kV | 43 | 43 | Wind | Wind Turbine | Not Started |  | 0 | 0 | 0 | 0
J1730 | Done | 2022-03-17 |  |  | 2024-06-06 | NORTHERN STATES POWER COMPANY | Dunn |  |  | WI | DPP-2020 | West | GIA | NRIS | Eau Claire to AS King 345 kV | 300 | 300 | Solar | Photovoltaic | Under Construction | 2027-06-06 | 300 | 300 | 300 | 300
J1731 | Withdrawn | 2020-06-24 | 2021-03-12 |  | 2022-02-01 | INDIANAPOLIS POWER & LIGHT COMPANY | Madison |  |  | IN | DPP-2020 | Central | GIA | NRIS | Noblesville to Fall Creek 345 kV | 100 | 100 | Battery Storage | Battery Storage | Not Started |  | 0 | 0 | 0 | 0
J1732 | Done | 2020-06-24 |  |  | 2024-12-31 | AMERICAN TRANSMISSION COMPANY | Columbia |  |  | WI | DPP-2020 | East (ATC) | GIA | NRIS | ACEC Lewiston Tap (X-68) - ACEC Lewiston 138.0kV | 98.4 | 98.4 | Solar | Photovoltaic | Not Started | 2025-12-31 | 98.4 | 98.4 | 98.4 | 98.4
J1733 | Withdrawn | 2020-06-24 | 2021-11-17 |  | 2025-06-01 | ITC MIDWEST | Allamakee |  |  | IA | DPP-2020 | West | GIA | NRIS | Lansing 161 kV | 50 | 50 | Battery Storage | Battery Storage | Not Started |  | 0 | 0 | 0 | 0
J1734 | Done | 2020-06-24 |  |  | 2025-06-01 | ITC MIDWEST | Lee |  |  | IA | DPP-2020 | West | GIA | NRIS | Burlington Generation - Wever 161kV | 150 | 150 | Solar | Photovoltaic | In Service (with Provisional GIA) | 2024-06-30 | 150 | 150 | 150 | 150
J1735 | Withdrawn | 2020-06-23 | 2023-06-22 |  | 2025-06-01 | AMERICAN TRANSMISSION COMPANY | Rock |  |  | WI | DPP-2020 | East (ATC) | GIA | NRIS | J1304 POI 138 kV Substation | 75 | 75 | Solar | Photovoltaic | Not Started |  | 75 | 75 | 75 | 75
J1736 | Done | 2020-06-22 |  |  | 2023-08-31 | SOUTHERN INDIANA GAS & ELECTRIC COMPANY D/B/A CENTERPOINT ENERGY INDIANA SOUTH | Dubois |  |  | IN | DPP-2020 | Central | GIA | NRIS | Duff 138kV | 100 | 100 | Solar | Photovoltaic | Not Started |  | 100 | 100 | 100 | 100
J1737 | Withdrawn | 2021-10-22 | 2023-07-17 |  | 2023-04-20 | DUKE ENERGY INDIANA, LLC | Rush |  |  | IN | DPP-2020 | Central | GIA | NRIS | Gwynville 345 kV | 210 | 210 | Solar | Photovoltaic | Not Started |  | 0 | 0 | 0 | 0
J1738 | Withdrawn | 2020-06-24 | 2020-12-02 |  | 2023-05-15 | MONTANA-DAKOTA UTILITIES CO. | McPherson |  |  | SD | DPP-2020 | West | GIA | NRIS | Leola Substation 41.6kV | 20 | 20 | Hybrid | Solar/Battery | Not Started |  | 0 | 0 | 0 | 0
J1739 | Withdrawn | 2020-06-24 | 2021-02-23 |  | 2023-09-01 | AMERICAN TRANSMISSION COMPANY | Waushara |  |  | WI | DPP-2020 | East (ATC) | GIA | NRIS | Sand Lake 138kV Substation | 50 | 50 | Battery Storage | Battery Storage | Not Started |  | 0 | 0 | 0 | 0
J1740 | Withdrawn | 2020-06-25 | 2021-12-08 |  | 2023-09-01 | AMERICAN TRANSMISSION COMPANY | Walworth |  |  | WI | DPP-2020 | East (ATC) | GIA | NRIS | University to Mukwanago 138kV Line | 100 | 100 | Solar | Photovoltaic | Not Started |  | 0 | 0 | 0 | 0
J1741 | Withdrawn | 2020-06-24 | 2020-12-03 |  | 2023-06-01 | DUKE ENERGY INDIANA, LLC | Cass |  |  | IN | DPP-2020 | Central | GIA | NRIS | Walton 345kV Substation | 270 | 270 | Solar | Photovoltaic | Not Started |  | 0 | 0 | 0 | 0
J1742 | Withdrawn | 2020-06-25 | 2020-12-14 |  | 2023-08-01 | NORTHERN INDIANA PUBLIC SERVICE COMPANY LLC | Porter |  |  | IN | DPP-2020 | Central | GIA | NRIS | Babcock - Lake George 345 kV | 294.1 | 294.1 | Solar | Photovoltaic | Not Started |  | 0 | 0 | 0 | 0
J1743 | Done | 2022-04-06 |  |  | 2023-08-01 | DUKE ENERGY INDIANA, LLC CIN | Miami |  |  | IN | DPP-2020 | Central | GIA | NRIS | Deedsville 345 kV Substation | 292.9 | 292.9 | Solar | Photovoltaic | Not Started | 2026-08-01 | 292.89 | 292.89 | 292.89 | 292.89
J1744 | Done | 2022-04-05 |  |  | 2023-08-01 | AMEREN ILLINOIS | Cumberland |  |  | IL | DPP-2020 | Central | GIA | NRIS | Hutsonville - Neoga 138 kV | 149.5 | 149.5 | Solar | Photovoltaic | Not Started | 2027-06-01 | 149.5 | 149.5 | 149.5 | 149.5
J1745 | Done | 2020-06-23 |  |  | 2025-06-01 | AMERICAN TRANSMISSION COMPANY | Winnebago |  |  | WI | DPP-2020 | East (ATC) | GIA | NRIS | Fitzgerald 138 kV | 100 | 100 | Solar | Photovoltaic | Not Started | 2028-06-01 | 100 | 100 | 100 | 100
J1746 | Done | 2020-06-24 |  |  | 2025-06-01 | AMERICAN TRANSMISSION COMPANY | Columbia |  |  | WI | DPP-2020 | East (ATC) | GIA | NRIS | Columbia 138 kV | 150 | 150 | Solar | Photovoltaic | Not Started | 2028-06-12 | 150 | 150 | 150 | 150
J1747 | Done | 2020-06-23 |  |  | 2022-02-28 | ENTERGY MISSISSIPPI, LLC. EMTO | Madison |  |  | MS | DPP-2020 | South | GIA | NRIS | J830 POI | 50 | 50 | Solar | Photovoltaic | Under Construction | 2024-07-31 | 50 | 50 | 50 | 50
J1748 | Done | 2020-07-17 |  | 2022-11-29 | 2023-08-15 | ENTERGY MISSISSIPPI, LLC. EMTO | DeSoto |  |  | MS | DPP-2020 | South | GIA | NRIS | Twinkletown 230 kV | 100 | 100 | Solar | Photovoltaic | Not Started | 2025-04-01 | 100 | 100 | 100 | 100
J1749 | Withdrawn | 2020-06-24 | 2021-12-08 |  | 2022-08-01 | ENTERGY LOUISIANA, LLC | West Baton Rouge |  |  | LA | DPP-2020 | South | GIA | NRIS | Addis - Big Cajun 230kV | 50 | 50 | Hybrid | Solar/Battery | Not Started |  | 0 | 0 | 0 | 0
J1750 | Done | 2022-04-06 |  |  | 2023-08-01 | AMERICAN TRANSMISSION COMPANY | Marquette |  |  | MI | DPP-2020 | East (ATC) | GIA | NRIS | Other_ | 149.7 | 149.7 | Solar | Photovoltaic | Under Construction | 2026-08-01 | 149.7 | 149.7 | 149.7 | 149.7
J1751 | Done | 2022-04-06 |  |  | 2023-08-01 | AMERICAN TRANSMISSION COMPANY | Wood |  |  | WI | DPP-2020 | East (ATC) | GIA | NRIS | Saratoga - Badger West 138.0kV | 150.5 | 150.5 | Solar | Photovoltaic | Not Started | 2026-05-02 | 150.5 | 150.5 | 150.5 | 150.5
J1752 | Done | 2022-05-06 |  |  | 2023-08-01 | AMERICAN TRANSMISSION COMPANY | Portage |  |  | WI | DPP-2020 | East (ATC) | GIA | NRIS | Golden Sands - Arnott (O-119) | 148.1 | 148.1 | Solar | Photovoltaic | Under Construction | 2026-08-01 | 148.1 | 148.1 | 148.1 | 148.1
J1753 | Withdrawn | 2020-06-23 | 2020-12-01 |  | 2024-06-01 | AMERICAN TRANSMISSION COMPANY | Green |  |  | WI | DPP-2020 | East (ATC) | GIA | NRIS | Columbia-South Fond du Lac 345kV | 300 | 300 | Solar | Photovoltaic | Not Started |  | 0 | 0 | 0 | 0
J1754 | Withdrawn | 2020-06-25 | 2022-12-12 |  | 2023-04-01 | GREAT RIVER ENERGY | McHenry |  |  | ND | DPP-2020 | West | GIA | NRIS | McHenry ND | 200 | 200 | Wind | Wind Turbine | Not Started |  | 200 | 200 | 0 | 0
J1755 | Done | 2020-06-25 |  |  | 2022-08-01 | AMEREN ILLINOIS | Bureau |  |  | IL | DPP-2020 | Central | GIA | NRIS | Bureau County 138 kV | 147.2 | 147.2 | Wind | Wind Turbine | Not Started | 2025-08-01 | 147.19 | 147.19 | 147.19 | 147.19
J1756 | Withdrawn | 2020-06-25 | 2023-07-17 |  | 2023-03-31 | INDIANAPOLIS POWER & LIGHT COMPANY | Shelby |  |  | IN | DPP-2020 | Central | GIA | NRIS | Gwynneville to Sunnyside 345kV | 309 | 309 | Hybrid | Solar/Battery | Not Started |  | 0 | 0 | 0 | 0
J1757 | Withdrawn | 2020-06-24 | 2020-12-14 |  | 2023-04-20 | AMEREN TRANSMISSION COMPANY OF ILLINOIS | Coles |  |  | IL | DPP-2020 | Central | GIA | NRIS | Kansas - Faraday 345 kV | 300 | 300 | Wind | Wind Turbine | Not Started |  | 0 | 0 | 0 | 0
J1758 | Withdrawn | 2020-06-24 | 2020-10-08 |  | 2023-12-01 | NORTHERN STATES POWER COMPANY | Barnes |  |  | ND | DPP-2020 | West | GIA | NRIS | Pillsburry Substation 230kV | 42 | 42 | Wind | Wind Turbine | Not Started |  | 0 | 0 | 0 | 0
J1759 | Done | 2020-06-23 |  |  | 2024-01-15 | CLECO POWER LLC CLEC | Sabine |  |  | LA | DPP-2020 | South | GIA | NRIS | Fisher to Mansfield Compressor 230 kV | 0 | 0 | Battery Storage | Battery Storage | Not Started | 2025-03-01 | 0 | 0 | 0 | 0
J1760 | Done | 2020-06-15 |  | 2023-01-18 | 2023-10-01 | ENTERGY TEXAS, INC. ETTO | Liberty |  |  | TX | DPP-2020 | South | GIA | NRIS | Timberland 230kV | 205 | 205 | Solar | Photovoltaic | Not Started | 2023-06-01 | 215 | 60 | 205 | 60
J1761 | Withdrawn | 2020-06-24 | 2020-10-08 |  | 2023-12-01 | NORTHERN STATES POWER COMPANY | Barnes |  |  | ND | DPP-2020 | West | GIA | E-NRIS | Maple River 230kV | 39 | 39 | Wind | Wind Turbine | Not Started |  | 0 | 0 | 0 | 0
J1762 | Withdrawn | 2020-06-24 | 2021-02-19 |  | 2023-09-15 | AMERICAN TRANSMISSION COMPANY | Iron |  |  | MI | DPP-2020 | East (ATC) | GIA | NRIS | Crystal Falls - Aspen 69 kV | 22.5 | 22.5 | Solar | Photovoltaic | Not Started |  | 0 | 0 | 0 | 0
J1763 | Withdrawn | 2020-06-25 | 2020-12-21 |  | 2023-12-01 | OTTER TAIL POWER COMPANY | Cavalier |  |  | ND | DPP-2020 | West | GIA | NRIS-Only | Langdon Substation 115kV | 33 | 33 | Wind | Wind Turbine | Not Started |  | 0 | 0 | 0 | 0
J1764 | Withdrawn | 2020-06-24 | 2020-12-01 |  | 2023-09-01 | WABASH VALLEY POWER ASSOCIATION, INC. | Perry |  |  | MO | DPP-2020 | Central | GIA | NRIS | Seminary/Perryville 138kV | 125 | 125 | Solar | Photovoltaic | Not Started |  | 0 | 0 | 0 | 0
J1765 | Withdrawn | 2020-06-11 | 2023-07-17 |  | 2023-10-01 | DUKE ENERGY INDIANA, LLC | Tipton |  |  | IN | DPP-2020 | Central | GIA | NRIS | Tipton West Substation 230kV | 93.2 | 93.2 | Solar | Photovoltaic | Not Started |  | 0 | 0 | 0 | 0
J1766 | Withdrawn | 2020-06-24 | 2021-11-17 |  | 2023-10-15 | MONTANA-DAKOTA UTILITIES CO. | Fallon |  |  | MT | DPP-2020 | West | GIA | NRIS | Keystone XL (Pumping station - 14) - 115kV | 20 | 20 | Hybrid | Solar/Battery | Not Started |  | 0 | 0 | 0 | 0
J1767 | Withdrawn | 2020-06-25 | 2020-10-08 |  | 2023-12-01 | ITC MIDWEST | Hancock |  |  | IA | DPP-2020 | West | GIA | NRIS-Only | Burt to Emery 161kV | 37 | 37 | Wind | Wind Turbine | Not Started |  | 0 | 0 | 0 | 0
J1768 | Withdrawn | 2020-06-16 | 2020-12-18 |  | 2023-04-01 | DUKE ENERGY INDIANA, LLC | Orange |  |  | IN | DPP-2020 | Central | GIA | NRIS | Lost River Substation 345 | 200 | 200 | Solar | Photovoltaic | Not Started |  | 0 | 0 | 0 | 0
J1769 | Done | 2020-06-25 |  |  | 2023-10-01 | DAIRYLAND POWER COOPERATIVE DPC | Howard |  |  | IA | DPP-2020 | West | GIA | NRIS | Beaver Creek to Rice 161 kV line tap (same POI as J898) | 120 | 120 | Wind | Wind Turbine | Not Started | 2026-09-01 | 80 | 0 | 80 | 0
J1770 | Withdrawn | 2020-06-19 | 2024-09-03 |  | 2024-10-31 | AMEREN ILLINOIS | Vermilion |  |  | IL | DPP-2020 | Central | GIA | ERIS | Hoopston 138kV | 150 | 150 | Wind | Wind Turbine | Not Started |  | 150 | 0 | 0 | 0
J1771 | Withdrawn | 2020-06-25 | 2021-03-15 |  | 2023-08-01 | AMEREN ILLINOIS | Cumberland |  |  | IL | DPP-2020 | Central | GIA | NRIS | Casey - Sullivan 345 kV | 197.3 | 197.3 | Solar | Photovoltaic | Not Started |  | 0 | 0 | 0 | 0
J1772 | Done | 2020-06-22 |  |  | 2023-08-31 | NORTHERN INDIANA PUBLIC SERVICE COMPANY LLC NIPS | White |  |  | IN | DPP-2020 | Central | GIA | NRIS | Reynolds 345KV | 200 | 200 | Solar | Photovoltaic | Not Started | 2026-03-31 | 200 | 200 | 200 | 200
J1773 | Done | 2020-06-22 |  |  | 2024-04-15 | AMERICAN TRANSMISSION COMPANY | Lafayette |  |  | WI | DPP-2020 | East (ATC) | GIA | NRIS | Hill Valley to Cardinal 345kV | 300 | 300 | Wind | Wind Turbine | Not Started | 2027-04-01 | 300 | 300 | 300 | 300
J1774 | Withdrawn | 2020-06-24 | 2023-07-20 |  | 2023-05-01 | DUKE ENERGY INDIANA, LLC | Warren |  |  | IN | DPP-2020 | Central | GIA | NRIS-Only | Cayuga 345kV | 50 | 50 | Wind | Wind Turbine | Not Started |  | 0 | 0 | 0 | 0
J1775 | Withdrawn | 2020-06-25 | 2020-11-11 |  | 2023-12-01 | AMERICAN TRANSMISSION COMPANY | Calumet |  |  | WI | DPP-2020 | East (ATC) | GIA | NRIS | Forest Junction Substation 345kV | 150 | 150 | Solar | Photovoltaic | Not Started |  | 0 | 0 | 0 | 0
J1776 | Withdrawn | 2020-06-25 | 2020-10-08 |  | 2023-12-01 | ITC MIDWEST | Osceola |  |  | IA | DPP-2020 | West | GIA | NRIS-Only | Dickinson County Switch Yard 161kV | 34 | 34 | Wind | Wind Turbine | Not Started |  | 0 | 0 | 0 | 0
J1777 | Done | 2020-06-25 |  |  | 2023-09-01 | AMEREN ILLINOIS | Perry |  |  | IL | DPP-2020 | Central | GIA | NRIS | Aster 138kV Substation | 100 | 100 | Solar | Photovoltaic | Not Started | 2026-12-31 | 100 | 100 | 100 | 100
J1778 | Done | 2020-06-22 |  |  | 2024-10-31 | AMERICAN TRANSMISSION COMPANY | Kenosha |  |  | WI | DPP-2020 | East (ATC) | GIA | NRIS | Paris 138 kV | 100 | 100 | Solar | Photovoltaic | Not Started | 2027-03-30 | 100 | 50 | 100 | 50
J1779 | Done | 2021-09-01 |  |  | 2024-10-31 | AMERICAN TRANSMISSION COMPANY | Dane |  |  | WI | DPP-2020 | East (ATC) | GIA | NRIS | Rockdale | 200 | 200 | Hybrid | Solar/Battery | Not Started | 2027-10-27 | 200 | 200 | 200 | 200
J1780 | Done | 2020-06-23 |  |  | 2023-08-15 | DUKE ENERGY INDIANA, LLC CIN | Montgomery |  |  | IN | DPP-2020 | Central | GIA | NRIS | Other_ | 200 | 200 | Solar | Photovoltaic | Not Started | 2026-08-15 | 200 | 200 | 200 | 200
J1781 | Done | 2020-06-22 |  |  | 2024-04-15 | AMERICAN TRANSMISSION COMPANY | Iowa |  |  | WI | DPP-2020 | East (ATC) | GIA | NRIS | Hill Valley 345kV | 300 | 300 | Wind | Wind Turbine | Under Construction | 2027-04-01 | 300 | 300 | 300 | 300
J1782 | Withdrawn | 2020-06-23 | 2026-08-10 |  | 2025-03-01 | DUKE ENERGY INDIANA, LLC CIN | Montgomery |  |  | IN | DPP-2020 | Central | GIA | NRIS | WABASH RIVER GEN. STA. TO WHITESVILLE SOUTH SUB 230kV | 150 | 150 | Solar | Photovoltaic | Not Started |  | 150 | 150 | 150 | 150
J1783 | Withdrawn | 2020-06-23 | 2026-08-10 |  | 2025-03-01 | DUKE ENERGY INDIANA, LLC CIN | Montgomery |  |  | IN | DPP-2020 | Central | GIA | NRIS | WABASH RIVER GEN. STA. TO WHITESVILLE SOUTH SUB 230 kV | 150 | 150 | Solar | Photovoltaic | Not Started |  | 150 | 150 | 150 | 150
J1784 | Withdrawn | 2020-06-23 | 2023-07-17 |  | 2023-09-01 | DUKE ENERGY INDIANA, LLC | Henry |  |  | IN | DPP-2020 | Central | GIA | NRIS | New Castle to Hagerstown 69 kV | 39 | 39 | Solar | Photovoltaic | Not Started |  | 0 | 0 | 0 | 0
J1785 | Withdrawn | 2022-01-11 | 2026-01-09 |  | 2024-07-12 | NORTHERN INDIANA PUBLIC SERVICE COMPANY LLC | LaPorte |  |  | IN | DPP-2020 | Central | GIA | NRIS | Maple 69 kV | 100 | 100 | Solar | Photovoltaic | Not Started |  | 100 | 100 | 90 | 90
J1786 | Done | 2020-06-24 |  |  | 2023-06-01 | DUKE ENERGY INDIANA, LLC CIN | Sullivan |  |  | IN | DPP-2020 | Central | GIA | NRIS | Gibson Sta - Merom (HED) 345.0kV | 200 | 200 | Solar | Photovoltaic | Not Started | 2026-06-01 | 200 | 200 | 200 | 0
J1787 | Withdrawn | 2020-06-25 | 2020-09-22 |  | 2023-10-31 | ENTERGY MISSISSIPPI, LLC. | Hinds |  |  | MS | DPP-2020 | South | GIA | NRIS | Beech Grove - Ray Braswell 115 kV | 0 | 0 | Battery Storage | Battery Storage | Not Started |  | 0 | 0 | 0 | 0
J1788 | Withdrawn | 2020-06-25 | 2020-09-24 |  | 2023-02-28 | CLECO POWER LLC | St. Mary |  |  | LA | DPP-2020 | South | GIA | NRIS | Caneland 230 kV | 120 | 120 | Solar | Photovoltaic | Not Started |  | 0 | 0 | 0 | 0
J1789 | Withdrawn | 2020-06-25 | 2021-12-08 |  | 2021-10-01 | ENTERGY ARKANSAS, LLC | Monroe |  |  | AR | DPP-2020 | South | GIA | NRIS | Brinkley East to Clarendon 115 kV | 5.99 | 5.99 | Solar | Photovoltaic | Not Started |  | 0 | 0 | 0 | 0
J1790 | Withdrawn | 2020-06-25 | 2023-02-16 |  | 2022-03-01 | ENTERGY ARKANSAS, LLC | Ashley |  |  | AR | DPP-2020 | South | GIA | NRIS | Crossett - Monticello East 115 kV Line | 0 | 0 | Battery Storage | Battery Storage | Not Started |  | 0 | 0 | 0 | 0
J1791 | Withdrawn | 2020-06-25 | 2021-12-08 |  | 2023-10-31 | ENTERGY MISSISSIPPI, LLC. | Madison |  |  | MS | DPP-2020 | South | GIA | NRIS | Gerald Andrus-Tinnin Road 230 kV | 0 | 0 | Battery Storage | Battery Storage | Not Started |  | 0 | 0 | 0 | 0
J1792 | Withdrawn | 2020-06-24 | 2021-02-19 |  | 2023-09-15 | AMERICAN TRANSMISSION COMPANY | Houghton |  |  | MI | DPP-2020 | East (ATC) | GIA | NRIS | New Tap of the Ontonagan to Rockland Jct 69kV Line approx. 2.2 mi. north of Rockland Jct. | 22.5 | 22.5 | Solar | Photovoltaic | Not Started |  | 0 | 0 | 0 | 0
J1793 | Done | 2020-06-23 |  |  | 2025-06-01 | AMERICAN TRANSMISSION COMPANY | Sheboygan |  |  | WI | DPP-2020 | East (ATC) | GIA | NRIS | Holland 138 kV | 75 | 75 | Solar | Photovoltaic | Not Started | 2028-06-01 | 75 | 75 | 75 | 75
J1794 | Done | 2020-06-22 |  | 2022-11-18 | 2023-08-31 | ENTERGY LOUISIANA, LLC ELTO | Acadia |  |  | LA | DPP-2020 | South | GIA | ERIS | RICHARD - SCOTT 138.0kV | 150 | 150 | Solar | Photovoltaic | Not Started | 2025-05-26 | 150 | 0 | 150 | 0
J1795 | Done | 2020-06-22 |  |  | 2023-08-31 | ENTERGY LOUISIANA, LLC ELTO | Acadia |  |  | LA | DPP-2020 | South | GIA | ERIS | Bayou Cove to Richard 138kV (Circuit 258) | 100 | 100 | Solar | Photovoltaic | Not Started | 2025-12-04 | 100 | 0 | 100 | 0
J1796 | Withdrawn | 2020-06-25 | 2021-12-08 |  | 2023-02-28 | CLECO POWER LLC | Evangeline |  |  | LA | DPP-2020 | South | GIA | NRIS | Pine Prairie to Coughlin 138 kV | 150 | 150 | Solar | Photovoltaic | Not Started |  | 0 | 0 | 0 | 0
J1797 | Withdrawn | 2020-06-18 | 2021-12-08 |  | 2023-10-31 | ENTERGY LOUISIANA, LLC | St. John the Baptist |  |  | LA | DPP-2020 | South | GIA | NRIS | Waterford 230kV | 100 | 100 | Solar | Photovoltaic | Not Started |  | 0 | 0 | 0 | 0
J1798 | Done | 2020-06-24 |  |  | 2021-06-01 | ITC | Wayne |  |  | MI | DPP-2020 | East (ITC) | GIA | ERIS | Waterman 120kV | 0 | 25 | Gas | Combined Cycle | Not Started | 2023-03-01 | 25 | 0 | 25 | 0
J1799 | Withdrawn | 2020-06-23 | 2021-02-13 |  | 2022-02-15 | AMEREN ILLINOIS | Pulaski |  |  | IL | DPP-2020 | Central | GIA | E-NRIS | Joppa 345 kV | 100 | 100 | Solar | Photovoltaic | Not Started |  | 0 | 0 | 0 | 0
J1800 | Withdrawn | 2020-06-25 | 2020-10-08 |  | 2023-12-01 | ITC MIDWEST | Mower |  |  | MN | DPP-2020 | West | GIA | NRIS-Only | Adams Switch Yard 161kV | 25 | 25 | Wind | Wind Turbine | Not Started |  | 0 | 0 | 0 | 0
J1801 | Withdrawn | 2020-06-25 | 2021-11-17 |  | 2023-12-01 | ITC MIDWEST | Story |  |  | IA | DPP-2020 | West | GIA | NRIS-Only | Story County Substation 161kV | 39 | 39 | Wind | Wind Turbine | Not Started |  | 0 | 0 | 0 | 0
J1802 | Done | 2020-06-18 |  |  | 2024-10-30 | NORTHERN INDIANA PUBLIC SERVICE COMPANY LLC NIPS | Marshall |  |  | IN | DPP-2020 | Central | GIA | NRIS | Burr Oak 138kV | 150 | 150 | Solar | Photovoltaic | Not Started |  | 150 | 150 | 150 | 150
J1803 | Withdrawn | 2020-06-24 | 2023-02-28 |  | 2021-09-15 | AMERICAN TRANSMISSION COMPANY | Houghton |  |  | MI | DPP-2020 | East (ATC) | GIA | NRIS | Winona-Atlantic 69 kV | 1.6 | 1.6 | Wind | Wind Turbine | Not Started |  | 1.6 | 1.6 | 0 | 0
J1804 | Withdrawn | 2022-02-28 | 2023-01-31 |  | 2024-06-06 | NORTHERN STATES POWER COMPANY | St. Croix |  |  | WI | DPP-2020 | West | GIA | NRIS | PINE LAKE TO THREE LAKES 115 KV | 0 | 0 | Battery Storage | Battery Storage | Not Started |  | 0 | 0 | 0 | 0
J1805 | Withdrawn | 2022-01-11 | 2026-01-09 |  | 2024-04-12 | NORTHERN INDIANA PUBLIC SERVICE COMPANY LLC | LaPorte |  |  | IN | DPP-2020 | Central | GIA | NRIS | Maple 69 kV | 0 | 0 | Battery Storage | Battery Storage | Not Started |  | 0 | 0 | 0 | 0
J1806 | Withdrawn | 2020-06-20 | 2023-07-17 |  | 2022-09-01 | DUKE ENERGY INDIANA, LLC | Henry |  |  | IN | DPP-2020 | Central | GIA | NRIS | Greensboro Substation 345kV | 30 | 30 | Battery Storage | Battery Storage | Not Started |  | 0 | 0 | 0 | 0
J1807 | Withdrawn | 2020-06-23 | 2020-12-18 |  | 2023-05-01 | DUKE ENERGY INDIANA, LLC | Washington |  |  | IN | DPP-2020 | Central | GIA | NRIS | Mount Tabor 138kV | 150 | 150 | Solar | Photovoltaic | Not Started |  | 0 | 0 | 0 | 0
J1808 | Done | 2020-06-25 |  |  | 2023-02-28 | DAIRYLAND POWER COOPERATIVE DPC | Barron |  |  | WI | DPP-2020 | West | GIA | NRIS | Barron 161 kV | 200 | 200 | Solar | Photovoltaic | Not Started | 2026-02-28 | 148 | 0 | 148 | 0
J1809 | Withdrawn | 2020-06-24 | 2021-02-19 |  | 2023-08-15 | AMERICAN TRANSMISSION COMPANY | Houghton |  |  | MI | DPP-2020 | East (ATC) | GIA | NRIS | Atlantic -Silver River 138 kV | 62.5 | 62.5 | Solar | Photovoltaic | Not Started |  | 0 | 0 | 0 | 0
J1810 | Withdrawn | 2020-06-20 | 2023-07-17 |  | 2023-09-01 | NORTHERN INDIANA PUBLIC SERVICE COMPANY LLC | White |  |  | IN | DPP-2020 | Central | GIA | NRIS | Reynolds 345kV to Burr Oaks 345kV | 60 | 60 | Hybrid | Solar/Battery | Not Started |  | 0 | 0 | 0 | 0
J1811 | Withdrawn | 2020-06-19 | 2021-12-08 |  | 2023-10-31 | ENTERGY ARKANSAS, LLC | Independence |  |  | AR | DPP-2020 | South | GIA | NRIS | Independence 161 kV | 150 | 150 | Solar | Photovoltaic | Not Started |  | 0 | 0 | 0 | 0
J1812 | Withdrawn | 2020-06-25 | 2021-12-08 |  | 2024-09-01 | ENTERGY TEXAS, INC. | Chambers |  |  | TX | DPP-2020 | South | GIA | NRIS | Stowell 230 kV | 294.25 | 294.25 | Wind | Wind Turbine | Not Started |  | 0 | 0 | 0 | 0
J1813 | Done | 2022-07-07 |  |  | 2020-03-20 | ENTERGY MISSISSIPPI, LLC. EMTO | DeSoto |  |  | MS | DPP-2020 | South | GIA | ERIS | Entergy Freeport 230 kV Substation | 920 | 1005 | Gas | Combined Cycle | Not Started | 2002-03-20 | 205 | 0 | 205 | 0
J1814 | Done | 2020-06-24 |  |  | 2023-09-15 | AMERICAN TRANSMISSION COMPANY | Dickinson |  |  | MI | DPP-2020 | East (ATC) | GIA | NRIS | Nordic | 22.5 | 22.5 | Solar | Photovoltaic | Not Started | 2026-09-15 | 22.5 | 22.5 | 22.5 | 22.5
J1815 | Withdrawn | 2022-03-16 | 2024-09-03 |  | 2023-08-01 | DUKE ENERGY INDIANA, LLC | Montgomery |  |  | IN | DPP-2020 | Central | GIA | NRIS | Linden Junction - Crawfordsville 138 kV | 180 | 180 | Solar | Photovoltaic | Not Started |  | 130 | 130 | 0 | 0
J1816 | Done | 2022-03-17 |  |  | 2025-10-30 | ENTERGY ARKANSAS, LLC EATO | Cross |  |  | AR | DPP-2020 | South | GIA | NRIS | FISHER - CHERRY VALLEY 161.0kV | 135 | 135 | Solar | Photovoltaic | Not Started | 2025-11-01 | 135 | 100 | 135 | 100
J1817 | Withdrawn | 2020-07-28 | 2023-02-28 |  | 2021-09-15 | AMERICAN TRANSMISSION COMPANY | Houghton |  |  | MI | DPP-2020 | East (ATC) | GIA | NRIS | ATC WInona-Atlantic Minw 69 kV tap (J1244) | 20 | 20 | Wind | Wind Turbine | Not Started |  | 20 | 20 | 0 | 0
J1818 | Done | 2020-06-19 |  | 2023-01-18 | 2023-10-01 | LAFAYETTE UTILITIES SYSTEM | Lafayette |  |  | LA | DPP-2020 | South | GIA | NRIS | Northeast (Moss) 69kV | 80 | 80 | Solar | Photovoltaic | Not Started | 2026-06-30 | 80 | 80 | 80 | 80
J1819 | Done | 2020-06-25 |  |  | 2023-09-13 | ENTERGY ARKANSAS, LLC EATO | Lee |  |  | AR | DPP-2020 | South | GIA | NRIS | WEST MEMPHIS EHV - KEO EHV 500.0kV | 0 | 0 | Battery Storage | Battery Storage | Not Started | 2026-09-13 | 0 | 0 | 0 | 0
J1820 | Done | 2020-06-25 |  |  | 2023-09-13 | ENTERGY ARKANSAS, LLC EATO | Lee |  |  | AR | DPP-2020 | South | GIA | NRIS | WEST MEMPHIS EHV - KEO EHV 500.0kV | 100 | 100 | Solar | Photovoltaic | Not Started | 2026-09-13 | 100 | 100 | 100 | 100
J1821 | Done | 2020-06-25 |  |  | 2023-09-13 | ENTERGY ARKANSAS, LLC EATO | Lee |  |  | AR | DPP-2020 | South | GIA | NRIS | WEST MEMPHIS EHV - KEO EHV 500.0kV | 0 | 0 | Battery Storage | Battery Storage | Not Started | 2026-09-13 | 0 | 0 | 0 | 0
J1822 | Withdrawn | 2020-06-25 | 2021-01-04 |  | 2023-06-01 | ITC MIDWEST | Franklin |  |  | IA | DPP-2020 | West | GIA | NRIS | KILLDEER3 (631199) 345 KV TO BLACKHAWK (636199) 345 kv line Tap | 200 | 200 | Wind | Wind Turbine | Not Started |  | 0 | 0 | 0 | 0
J1823 | Withdrawn | 2020-06-24 | 2021-02-19 |  | 2023-09-15 | AMERICAN TRANSMISSION COMPANY | Houghton |  |  | MI | DPP-2020 | East (ATC) | GIA | NRIS | Portage (UPPCO) - Atlantic 69 kV | 62.5 | 62.5 | Solar | Photovoltaic | Not Started |  | 0 | 0 | 0 | 0
J1824 | Done | 2020-06-24 |  |  | 2024-12-31 | AMERICAN TRANSMISSION COMPANY | Columbia |  |  | WI | DPP-2020 | East (ATC) | GIA | NRIS | Academy 138KV | 73.8 | 73.8 | Solar | Photovoltaic | Not Started | 2025-12-31 | 67 | 67 | 67 | 67
J1825 | Withdrawn | 2020-06-25 | 2020-12-18 |  | 2024-10-01 | DUKE ENERGY INDIANA, LLC | Decatur |  |  | IN | DPP-2020 | Central | GIA | NRIS | Westport | 100 | 100 | Solar | Photovoltaic | Not Started |  | 0 | 0 | 0 | 0
J1826 | Done | 2022-09-08 |  |  | 2022-03-01 | NORTHERN STATES POWER COMPANY | Dakota |  |  | MN | DPP-2020 | West | GIA | NRIS | Cannon Falls Transmission 69 kV | 4 | 4 | Hydro | Hydroelectric | Not Started | 2024-08-30 | 4 | 0 | 4 | 0
J1827 | Done | 2021-10-20 |  | 2023-01-18 | 2023-10-31 | ENTERGY LOUISIANA, LLC ELTO | Morehouse |  |  | LA | DPP-2020 | South | GIA | NRIS | bastrop tap point | 90 | 90 | Solar | Photovoltaic | Not Started | 2026-04-01 | 90 | 90 | 90 | 0
J1828 | Withdrawn | 2020-06-25 | 2021-03-12 |  | 2024-08-20 | AMEREN ILLINOIS | Sangamon |  |  | IL | DPP-2020 | Central | GIA | ERIS | Austin-1 138 kV substation | 99.2 | 99.2 | Hybrid | Solar/Wind/Battery | Not Started |  | 0 | 0 | 0 | 0
J1829 | Withdrawn | 2020-06-25 | 2023-07-17 |  | 2024-10-01 | DUKE ENERGY INDIANA, LLC | Shelby |  |  | IN | DPP-2020 | Central | GIA | NRIS | DEI's Columbus to Clark Twp. 230 kV (one of the two 230 kV circuits going from Columbus to Five Poin | 180 | 180 | Solar | Photovoltaic | Not Started |  | 0 | 0 | 0 | 0
J1830 | Withdrawn | 2020-06-23 | 2024-09-03 |  | 2023-09-01 | AMEREN ILLINOIS | Pulaski |  |  | IL | DPP-2020 | Central | GIA | NRIS | Kelso - Joppa (Massac) 345 kV line | 200 | 200 | Hybrid | Solar/Battery | Not Started |  | 200 | 200 | 0 | 0
J1831 | Done | 2020-06-25 |  |  | 2023-10-31 | AMEREN ILLINOIS | Menard |  |  | IL | DPP-2020 | Central | GIA | NRIS | Shockey 138kV | 200 | 200 | Wind | Wind Turbine | Not Started | 2026-08-15 | 200 | 200 | 200 | 175
J1832 | Done | 2020-06-25 |  |  | 2023-04-01 | CLECO POWER LLC CLEC | St. Landry |  |  | LA | DPP-2020 | South | GIA | NRIS | Plaisance 138kV | 145.09 | 145.09 | Solar | Photovoltaic | In Service | 2024-07-15 | 150 | 150 | 145 | 90
J1833 | Done | 2021-10-19 |  | 2023-01-18 | 2026-05-01 | ENTERGY LOUISIANA, LLC ELTO | Lafourche |  |  | LA | DPP-2020 | South | GIA | ERIS | Leeville 115kV | 115.1 | 115.1 | Gas | Piston (Engine), Internal Combustion (Diesel) | Not Started | 2025-10-01 | 115.1 | 115.1 | 115.1 | 0
J1834 | Done | 2021-12-16 |  |  | 2025-04-25 | ENTERGY TEXAS, INC. ETTO | Orange |  |  | TX | DPP-2020 | South | GIA | NRIS | Sabine 138/230 kV Substation | 66.7 | 126 | Gas | Combined Cycle | Not Started | 2025-05-25 | 126 | 66.7 | 126 | 66.7
J1835 | Withdrawn | 2020-06-25 | 2024-09-03 |  | 2023-06-01 | SOUTHERN INDIANA GAS & ELECTRIC COMPANY D/B/A CENTERPOINT ENERGY INDIANA SOUTH | Spencer |  |  | IN | DPP-2020 | Central | GIA | NRIS | Culley to Grandview 138 KV line tap | 200 | 200 | Wind | Wind Turbine | Not Started |  | 200 | 200 | 0 | 0
J1836 | Done | 2020-06-23 |  |  | 2025-08-01 | AMEREN MISSOURI | Callaway |  |  | MO | DPP-2020 | Central | GIA | NRIS | Montgomery- Callaway- 7 | 300 | 300 | Solar | Photovoltaic | Not Started | 2027-12-30 | 300 | 300 | 275 | 275
J1837 | Withdrawn | 2020-06-25 | 2021-03-12 |  | 2023-06-01 | AMEREN ILLINOIS | Shelby |  |  | IL | DPP-2020 | Central | GIA | NRIS | Pana - Route 51 138kV | 200 | 200 | Wind | Wind Turbine | Not Started |  | 0 | 0 | 0 | 0
J1838 | Withdrawn | 2020-06-25 | 2021-02-23 |  | 2025-02-12 | AMERICAN TRANSMISSION COMPANY | Dane |  |  | WI | DPP-2020 | East (ATC) | GIA | NRIS | Christiana 138 kV | 320 | 320 | Gas | Combined-Cycle ‚Äì Steam Plant | Not Started |  | 0 | 0 | 0 | 0
J1839 | Done | 2020-06-25 |  |  | 2027-01-01 | AMEREN ILLINOIS | Macon |  |  | IL | DPP-2020 | Central | GIA | NRIS | Decatur ADM North 138 kV | 325 | 340.3 | Gas | Combustion Turbine (Simple Cycle) | Not Started | 2026-11-01 | 340.3 | 340.3 | 340.3 | 340.3
J1840 | Done | 2020-06-25 |  |  | 2023-08-30 | AMEREN ILLINOIS | De Witt |  |  | IL | DPP-2020 | Central | GIA | NRIS | Clinton to Goose Creek-4545 345kV line | 250 | 250 | Solar | Photovoltaic | Not Started |  | 250 | 250 | 250 | 250
J1841 | Withdrawn | 2020-06-25 | 2021-12-08 |  | 2023-06-01 | ENTERGY ARKANSAS, LLC | Cross |  |  | AR | DPP-2020 | South | GIA | NRIS | Forrest City to Wynne S 161 KV Line | 52 | 52 | Wind | Wind Turbine | Not Started |  | 0 | 0 | 0 | 0
J1842 | Done | 2021-10-19 |  |  | 2026-02-02 | ENTERGY ARKANSAS, LLC EATO | Cross |  |  | AR | DPP-2020 | South | GIA | NRIS-Only | FORREST CITY N SS - WYNNE SOUTH 161.0kV | 135 | 135 | Wind | Wind Turbine | Not Started | 2024-10-31 | 135 | 0 | 135 | 0
J1843 | Withdrawn | 2022-01-06 | 2023-06-22 |  | 2023-03-15 | AMERICAN TRANSMISSION COMPANY | Dane |  |  | WI | DPP-2020 | East (ATC) | GIA | NRIS | Christiana 138 kV | 12 | 12 | Gas | Combustion Turbine (Simple Cycle) | Not Started |  | 12 | 12 | 12 | 12
J1844 | Active | 2020-12-31 |  |  | 2024-10-07 | ITC | Washtenaw |  |  | MI | DPP-2021 | East (ITC) | Phase 3 | NRIS | 19CVTRY | 100 | 100 | Battery Storage | Battery Storage | Not Started | 2029-02-06 | 100 | 100 | 100 | 100
J1845 | Active | 2020-12-31 |  |  | 2025-10-06 | METC | Calhoun |  |  | MI | DPP-2021 | East (ITC) | Phase 3 | NRIS | 18BATTLC | 100 | 100 | Battery Storage | Battery Storage | Not Started | 2028-08-29 | 100 | 100 | 100 | 100
J1846 | Active | 2021-07-22 |  |  | 2024-09-01 | GREAT RIVER ENERGY | Renville |  |  | MN | DPP-2021 | West | Phase 2 | NRIS | PANTHER | 200 | 200 | Hybrid | Solar/Battery | Not Started |  | 200 | 200 | 200 | 200
J1847 | Withdrawn | 2021-08-09 | 2025-10-27 |  | 2024-06-01 | SOUTHERN MINNESOTA MUNICIPAL POWER AGENCY | Mower |  |  | MN | DPP-2021 | West | Phase 2 | NRIS | Murphy Creek 161kV substation | 200 | 200 | Solar | Photovoltaic | Not Started |  | 200 | 200 | 0 | 0
J1848 | Withdrawn | 2021-08-12 | 2023-08-15 |  | 2023-04-01 | ITC | Van Buren |  |  | MI | DPP-2021 | East (ITC) | Phase 3 | NRIS-Only | Covert | 1128 | 1235 | Gas | Combined Cycle | Not Started |  | 0 | 0 | 0 | 0
J1849 | Done | 2021-11-30 |  |  | 2025-01-01 | ENTERGY TEXAS, INC. ETTO | Hardin |  |  | TX | DPP-2021 | South | Phase 3 | NRIS | Cypress 230 kV | 200 | 200 | Solar | Photovoltaic | Not Started | 2028-05-30 | 200 | 0 | 200 | 0
J1850 | Withdrawn | 2021-11-24 | 2025-03-07 |  | 2024-11-30 | ENTERGY LOUISIANA, LLC | St. Martin |  |  | LA | DPP-2021 | South | Phase 3 | NRIS | Kirk - Cecelia 138kV Line | 100 | 100 | Solar | Photovoltaic | Not Started |  | 100 | 0 | 0 | 0
J1851 | Done | 2021-11-30 |  |  | 2025-01-01 | ENTERGY LOUISIANA, LLC ELTO | Morehouse |  |  | LA | DPP-2021 | South | Phase 3 | ERIS | CROSSETT NORTH - BEEKMAN 115.0kV | 185 | 185 | Solar | Photovoltaic | Not Started | 2026-11-15 | 195 | 80 | 185 | 0
J1852 | Withdrawn | 2022-06-16 | 2023-10-09 |  | 2025-06-01 | NORTHERN STATES POWER COMPANY | Cass |  |  | ND | DPP-2021 | West | Phase 2 | NRIS | Bison 345 kV | 200 | 200 | Solar | Photovoltaic | Not Started |  | 200 | 200 | 0 | 0
J1853 | Withdrawn | 2021-08-17 | 2023-10-09 |  | 2024-10-01 | ITC MIDWEST | Des Moines |  |  | IA | DPP-2021 | West | Phase 2 | NRIS | Denmark - Newport | 50 | 50 | Battery Storage | Battery Storage | Not Started |  | 0 | 0 | 0 | 0
J1854 | Withdrawn | 2021-08-18 | 2021-12-08 |  | 2025-05-01 | DUKE ENERGY INDIANA, LLC | Wabash |  |  | IN | DPP-2021 | Central | Phase 2 | NRIS | Wabash - Greentown 138kV | 150 | 150 | Solar | Photovoltaic |  |  | 0 | 0 | 0 | 0
J1855 | Done | 2021-11-17 |  |  | 2026-04-15 | ENTERGY ARKANSAS, LLC EATO | Jackson |  |  | AR | DPP-2021 | South | Phase 3 | NRIS | MALLORY 161 | 500 | 500 | Solar | Photovoltaic | Not Started |  | 500 | 500 | 500 | 0
J1856 | Done | 2021-11-17 |  |  | 2026-04-15 | ENTERGY ARKANSAS, LLC EATO | Jackson |  |  | AR | DPP-2021 | South | Phase 3 | NRIS | SHOFFNER - NEWPORT | 150 | 150 | Solar | Photovoltaic | Not Started |  | 147 | 147 | 140 | 0
J1857 | Withdrawn | 2021-11-17 | 2025-03-07 |  | 2026-04-15 | ENTERGY ARKANSAS, LLC | Cross |  |  | AR | DPP-2021 | South | Phase 3 | NRIS | EBONY SS - 5WM LEHI-W | 250 | 250 | Solar | Photovoltaic | Not Started |  | 250 | 250 | 0 | 0
J1858 | Done | 2021-11-30 |  |  | 2026-04-15 | ENTERGY ARKANSAS, LLC EATO | Mississippi |  |  | AR | DPP-2021 | South | Phase 3 | NRIS | Sandy Bayou | 440 | 440 | Solar | Photovoltaic | Not Started | 2028-03-20 | 440 | 440 | 440 | 0
J1859 | Withdrawn | 2021-08-16 | 2021-10-12 |  | 2024-09-15 | MIDAMERICAN ENERGY CO. | Pottawattamie |  |  | IA | DPP-2021 | West | Phase 2 | NRIS | Council Bluffs - Fallow Avenue 345kV Line Tap | 200 | 200 | Wind | Wind Turbine |  |  | 0 | 0 | 0 | 0
J1860 | Withdrawn | 2021-08-16 | 2025-03-03 |  | 2024-09-15 | METC | Lenawee |  |  | MI | DPP-2021 | East (ITC) | Phase 3 | NRIS | Morocco to Beecher 138kV (8.36 miles from Morocco) | 60 | 60 | Battery Storage | Battery Storage | Not Started |  | 60 | 60 | 0 | 0
J1861 | Active | 2022-03-28 |  |  | 2024-09-15 | NORTHERN INDIANA PUBLIC SERVICE COMPANY LLC NIPS | LaPorte |  |  | IN | DPP-2021 | Central | Phase 2 | NRIS | STILLWELL - L.N.G. PLANT 138.0kV | 45 | 45 | Battery Storage | Battery Storage | Not Started |  | 45 | 45 | 45 | 45
J1862 | Withdrawn | 2021-08-16 | 2025-03-03 |  | 2024-09-15 | METC | Clinton |  |  | MI | DPP-2021 | East (ITC) | Phase 3 | NRIS | Bingham West 138kV | 45 | 45 | Battery Storage | Battery Storage | Not Started |  | 45 | 45 | 0 | 0
J1863 | Active | 2021-08-16 |  |  | 2024-09-15 | METC | Otsego |  |  | MI | DPP-2021 | East (ITC) | Phase 3 | NRIS | Vantyle 138kV | 60 | 60 | Battery Storage | Battery Storage | Not Started | 2026-06-12 | 60 | 60 | 60 | 60
J1864 | Withdrawn | 2021-08-16 | 2021-10-12 |  | 2024-09-15 | ITC MIDWEST | Cerro Gordo |  |  | IA | DPP-2021 | West | Phase 2 | NRIS | Emery 161kV | 250 | 250 | Wind | Wind Turbine |  |  | 0 | 0 | 0 | 0
J1865 | Withdrawn | 2021-08-16 | 2021-09-17 |  | 2024-09-15 | ITC MIDWEST | Hardin |  |  | IA | DPP-2021 | West | Phase 2 | NRIS | Quinn-Blackhawk 345kV | 250 | 250 | Wind | Wind Turbine |  |  | 0 | 0 | 0 | 0
J1866 | Withdrawn | 2021-08-16 | 2023-10-09 |  | 2024-09-15 | NORTHERN STATES POWER COMPANY | Clark |  |  | WI | DPP-2021 | West | Phase 2 | NRIS | T Corners 115kV Sub | 125 | 125 | Wind | Wind Turbine | Not Started |  | 0 | 0 | 0 | 0
J1867 | Active | 2021-11-22 |  |  | 2025-09-01 | ITC MIDWEST | Franklin |  |  | IA | DPP-2021 | West | Phase 2 | NRIS | Quinn | 200 | 200 | Wind | Wind Turbine | Not Started |  | 200 | 200 | 200 | 200
J1868 | Withdrawn | 2021-08-16 | 2023-10-25 |  | 2024-09-15 | ENTERGY LOUISIANA, LLC | Winn |  |  | LA | DPP-2021 | South | Phase 3 | NRIS | Winnfield to Standard 115kV | 260 | 260 | Solar | Photovoltaic | Not Started |  | 0 | 0 | 0 | 0
J1869 | Withdrawn | 2021-08-16 | 2023-10-25 |  | 2024-09-15 | ENTERGY LOUISIANA, LLC | Winn |  |  | LA | DPP-2021 | South | Phase 3 | NRIS | Winnfield to Standard 115kV | 78 | 78 | Battery Storage | Battery Storage | Not Started |  | 0 | 0 | 0 | 0
J1870 | Done | 2021-08-16 |  |  | 2024-09-15 | ENTERGY LOUISIANA, LLC ELTO | Tangipahoa |  |  | LA | DPP-2021 | South | Phase 3 | NRIS | Independence Substation 230kV | 200 | 200 | Solar | Photovoltaic | Not Started | 2028-05-01 | 200 | 200 | 180 | 0
J1871 | Withdrawn | 2021-08-16 | 2025-03-07 |  | 2024-09-15 | ENTERGY LOUISIANA, LLC | Tangipahoa |  |  | LA | DPP-2021 | South | Phase 3 | NRIS | Independence Substation 230kV | 60 | 60 | Battery Storage | Battery Storage | Not Started |  | 60 | 60 | 0 | 0
J1872 | Done | 2021-08-16 |  |  | 2024-09-15 | ENTERGY ARKANSAS, LLC EATO | Union |  |  | AR | DPP-2021 | South | Phase 3 | NRIS | El Dorado 500kV Substation | 250 | 250 | Solar | Photovoltaic | Not Started | 2028-11-01 | 250 | 250 | 250 | 0
J1873 | Done | 2021-08-16 |  |  | 2024-09-15 | ENTERGY ARKANSAS, LLC EATO | Union |  |  | AR | DPP-2021 | South | Phase 3 | NRIS | El Dorado 500kV Substation | 250 | 250 | Solar | Photovoltaic | Not Started | 2028-11-01 | 250 | 250 | 250 | 0
J1874 | Withdrawn | 2021-08-16 | 2025-03-07 |  | 2024-09-15 | ENTERGY ARKANSAS, LLC | Union |  |  | AR | DPP-2021 | South | Phase 3 | NRIS | El Dorado 500kV Substation | 75 | 75 | Battery Storage | Battery Storage | Not Started |  | 75 | 75 | 0 | 0
J1875 | Withdrawn | 2021-08-16 | 2025-03-07 |  | 2024-09-15 | ENTERGY ARKANSAS, LLC | Union |  |  | AR | DPP-2021 | South | Phase 3 | NRIS | El Dorado 500kV Substation | 75 | 75 | Battery Storage | Battery Storage | Not Started |  | 75 | 75 | 0 | 0
J1876 | Withdrawn | 2022-03-28 | 2025-12-18 |  | 2024-09-15 | DUKE ENERGY INDIANA, LLC | Decatur |  |  | IN | DPP-2021 | Central | Phase 2 | NRIS | Greensburg | 140 | 140 | Solar | Photovoltaic | Not Started |  | 140 | 140 | 0 | 0
J1877 | Withdrawn | 2022-03-28 | 2024-10-08 |  | 2024-09-15 | DUKE ENERGY INDIANA, LLC | Decatur |  |  | IN | DPP-2021 | Central | Phase 2 | NRIS | Greensburg 138kV | 45 | 45 | Battery Storage | Battery Storage | Not Started |  | 0 | 0 | 0 | 0
J1878 | Withdrawn | 2021-08-16 | 2021-12-08 |  | 2024-09-15 | DUKE ENERGY INDIANA, LLC | Decatur |  |  | IN | DPP-2021 | Central | Phase 2 | NRIS | HE Westport 138kV | 145 | 145 | Solar | Photovoltaic |  |  | 0 | 0 | 0 | 0
J1879 | Withdrawn | 2021-08-16 | 2021-12-08 |  | 2024-09-15 | DUKE ENERGY INDIANA, LLC | Decatur |  |  | IN | DPP-2021 | Central | Phase 2 | NRIS | HE Westport 138kV | 43.5 | 43.5 | Battery Storage | Battery Storage |  |  | 0 | 0 | 0 | 0
J1880 | Active | 2021-08-16 |  |  | 2024-09-15 | METC | Ottawa |  |  | MI | DPP-2021 | East (ITC) | Phase 3 | NRIS | Argenta to Tallmadge 345kV (33 miles from Argenta) | 60 | 60 | Battery Storage | Battery Storage | Not Started | 2027-09-15 | 60 | 60 | 60 | 60
J1881 | Withdrawn | 2021-08-16 | 2021-12-08 |  | 2024-09-15 | HOOSIER ENERGY | Decatur |  |  | IN | DPP-2021 | Central | Phase 2 | NRIS | Decatur Switching Station 161kV | 48 | 48 | Battery Storage | Battery Storage |  |  | 0 | 0 | 0 | 0
J1882 | Pending Transfer | 2022-03-28 |  |  | 2024-09-15 | AMEREN ILLINOIS | Tazewell |  |  | IL | DPP-2021 | Central | Phase 2 | NRIS | San Jose Rail 138kV | 45 | 45 | Battery Storage | Battery Storage | Not Started |  | 45 | 45 | 45 | 45
J1883 | Withdrawn | 2021-07-21 | 2025-03-07 |  | 2023-06-10 | ENTERGY LOUISIANA, LLC | Ouachita |  |  | LA | DPP-2021 | South | Phase 3 | NRIS-Only | Rilla 115kV | 100 | 100 | Solar | Photovoltaic | Not Started |  | 0 | 100 | 0 | 0
J1884 | Withdrawn | 2021-08-12 | 2024-10-01 |  | 2024-10-30 | AMERICAN TRANSMISSION COMPANY | Columbia |  |  | WI | DPP-2021 | East (ATC) | Phase 3 | NRIS | Columbia 345 kV | 200 | 200 | Battery Storage | Battery Storage | Not Started |  | 200 | 200 | 0 | 0
J1885 | Withdrawn | 2021-08-17 | 2021-12-08 |  | 2025-04-01 | BIG RIVERS ELECTRIC CORPORATION | Henderson |  |  | KY | DPP-2021 | Central | Phase 2 | NRIS | REID EHV 345 KV SUBSTATION | 300 | 300 | Solar | Photovoltaic | Not Started |  | 0 | 0 | 0 | 0
J1886 | Withdrawn | 2021-08-17 | 2022-11-22 |  | 2025-04-01 | BIG RIVERS ELECTRIC CORPORATION | Henderson |  |  | KY | DPP-2021 | Central | Phase 2 | NRIS | REID EHV 345 KV SUBSTATION | 300 | 300 | Solar | Photovoltaic | Not Started |  | 0 | 0 | 0 | 0
J1887 | Withdrawn | 2021-08-13 | 2021-12-09 |  | 2024-11-30 | ENTERGY LOUISIANA, LLC | St. Martin |  |  | LA | DPP-2021 | South | Phase 3 | NRIS | St John 69kV | 90 | 90 | Solar | Photovoltaic |  |  | 0 | 0 | 0 | 0
J1888 | Withdrawn | 2022-01-25 | 2025-10-27 |  | 2024-04-01 | MINNESOTA POWER INC. | Oliver |  |  | ND | DPP-2021 | West | Phase 2 | NRIS | Square Butte 230 kV Substation East | 175 | 175 | Wind | Wind Turbine | Not Started |  | 175 | 175 | 0 | 0
J1889 | Active | 2021-08-04 |  |  | 2025-06-30 | ITC MIDWEST | Linn |  |  | IA | DPP-2021 | West | Phase 2 | NRIS | Mount Vernon | 60 | 60 | Solar | Photovoltaic | Not Started |  | 60 | 60 | 60 | 60
J1890 | Done | 2025-04-17 |  |  | 2024-09-30 |  | Sabine |  |  | LA | DPP-2021 | South | Phase 3 | NRIS | HARTBURG - AEP LAYFIELD 500.0kV | 270 | 270 | Solar | Photovoltaic | Not Started | 2027-09-30 | 270 | 270 | 270 | 270
J1891 | Done | 2021-08-19 |  |  | 2024-10-31 | ENTERGY MISSISSIPPI, LLC. EMTO | Attala |  |  | MS | DPP-2021 | South | Phase 3 | NRIS | 230 kV McAdams Substation | 200 | 200 | Hybrid | Solar/Battery | Not Started | 2027-12-31 | 200 | 200 | 200 | 200
J1892 | Withdrawn | 2021-08-24 | 2021-12-09 |  | 2023-11-01 | METC | Otsego |  |  | MI | DPP-2021 | East (ITC) | Phase 3 | NRIS | Livingston - Keystone 345 kV | 64.8 | 64.8 | Solar | Photovoltaic |  |  | 0 | 0 | 0 | 0
J1893 | Withdrawn | 2021-11-01 | 2025-10-27 |  | 2024-04-01 | MONTANA-DAKOTA UTILITIES CO. | Morton |  |  | ND | DPP-2021 | West | Phase 2 | NRIS | Mandan 230 kV | 500 | 500 | Wind | Wind Turbine | Not Started |  | 500 | 500 | 0 | 0
J1894 | Active | 2021-10-29 |  |  | 2024-09-30 | METC | Kalamazoo |  |  | MI | DPP-2021 | East (ITC) | Phase 3 | NRIS | Jaguar 138 kV | 200 | 200 | Battery Storage | Battery Storage | Not Started | 2029-02-08 | 200 | 200 | 200 | 200
J1895 | Active | 2023-10-03 |  |  | 2024-09-30 | AMERICAN TRANSMISSION COMPANY | Kenosha |  |  | WI | DPP-2021 | East (ATC) | Phase 3 | NRIS | Balsam | 200 | 200 | Battery Storage | Battery Storage | Not Started |  | 200 | 200 | 200 | 200
J1896 | Withdrawn | 2021-08-17 | 2021-12-08 |  | 2025-04-01 | BIG RIVERS ELECTRIC CORPORATION | Henderson |  |  | KY | DPP-2021 | Central | Phase 2 | NRIS | Henderson to AB Brown 138 kV | 100 | 100 | Wind | Wind Turbine |  |  | 0 | 0 | 0 | 0
J1897 | Done | 2021-12-14 |  |  | 2024-08-15 | ENTERGY ARKANSAS, LLC EATO | Mississippi |  |  | AR | DPP-2021 | South | Phase 3 | NRIS | DELL EHV - SAN SOUCI 500.0kV | 500 | 500 | Hybrid | Solar/Battery | Not Started | 2027-10-22 | 500 | 500 | 500 | 425
J1898 | Active | 2021-08-13 |  |  | 2024-09-30 | SOUTHERN MINNESOTA MUNICIPAL POWER AGENCY | Olmsted |  |  | MN | DPP-2021 | West | Phase 2 | NRIS | Byron 161 kV | 200 | 200 | Battery Storage | Battery Storage | Under Construction | 2027-10-31 | 200 | 200 | 200 | 200
J1899 | Done | 2021-12-22 |  |  | 2024-08-15 | ENTERGY ARKANSAS, LLC EATO | Mississippi |  |  | AR | DPP-2021 | South | Phase 3 | NRIS | DELL EHV - SAN SOUCI 500.0kV | 500 | 500 | Hybrid | Solar/Battery | Not Started | 2027-10-22 | 500 | 500 | 500 | 425
J1900 | Active | 2021-08-13 |  |  | 2024-09-30 | ITC | Wayne |  |  | MI | DPP-2021 | East (ITC) | Phase 3 | NRIS | Brownstown 12 120kV | 200 | 200 | Battery Storage | Battery Storage | Not Started | 2028-10-15 | 200 | 200 | 200 | 200
J1901 | Withdrawn | 2022-03-25 | 2025-12-18 |  | 2024-09-30 | BIG RIVERS ELECTRIC CORPORATION | Webster |  |  | KY | DPP-2021 | Central | Phase 2 | NRIS | South Henderson | 200 | 200 | Battery Storage | Battery Storage | Not Started |  | 200 | 200 | 0 | 0
J1902 | Active | 2021-08-13 |  |  | 2024-09-30 | ITC | Wayne |  |  | MI | DPP-2021 | East (ITC) | Phase 3 | NRIS | IRONTON | 200 | 200 | Battery Storage | Battery Storage | Not Started | 2027-06-01 | 200 | 200 | 200 | 200
J1903 | Withdrawn | 2021-08-03 | 2025-10-27 |  | 2024-10-31 | ITC MIDWEST | Osceola |  |  | IA | DPP-2021 | West | Phase 2 | NRIS-Only | Osceola (43.431167, -95.416667) | 140 | 140 | Wind | Wind Turbine | Not Started |  | 0 | 140 | 0 | 0
J1904 | Done | 2021-08-17 |  |  | 2025-11-08 | ENTERGY LOUISIANA, LLC ELTO | Acadia |  |  | LA | DPP-2021 | South | Phase 3 | NRIS | Richard 138 kV | 100 | 100 | Solar | Photovoltaic | Not Started | 2028-11-08 | 100 | 0 | 100 | 0
J1905 | Withdrawn | 2021-08-23 | 2023-09-06 |  | 2023-11-01 | ITC | Sanilac |  |  | MI | DPP-2021 | East (ITC) | Phase 3 | NRIS | Banner-Rapson 345kV Transmission Line | 200 | 200 | Solar | Photovoltaic | Not Started |  | 0 | 0 | 0 | 0
J1906 | Withdrawn | 2021-08-12 | 2025-03-07 |  | 2022-12-02 | ENTERGY LOUISIANA, LLC | Washington |  |  | LA | DPP-2021 | South | Phase 3 | NRIS | BOGALUSA | 100 | 100 | Battery Storage | Battery Storage | Not Started |  | 100 | 100 | 0 | 0
J1907 | Withdrawn | 2021-08-12 | 2025-03-07 |  | 2022-12-02 | ENTERGY TEXAS, INC. | Newton |  |  | TX | DPP-2021 | South | Phase 3 | NRIS | Other | 100 | 100 | Battery Storage | Battery Storage | Not Started |  | 100 | 100 | 0 | 0
J1908 | Withdrawn | 2021-08-12 | 2025-03-07 |  | 2022-12-02 | CLECO POWER LLC | Evangeline |  |  | LA | DPP-2021 | South | Phase 3 | NRIS | Cocodrie | 100 | 100 | Battery Storage | Battery Storage | Not Started |  | 100 | 100 | 0 | 0
J1909 | Withdrawn | 2021-08-24 | 2023-09-06 |  | 2023-11-01 | METC | Bay |  |  | MI | DPP-2021 | East (ITC) | Phase 3 | NRIS | Gallagher-Tittabawassee 345kV Transmission Line | 200 | 200 | Solar | Photovoltaic | Not Started |  | 0 | 0 | 0 | 0
J1910 | Withdrawn | 2021-08-24 | 2023-09-06 |  | 2023-11-01 | METC | Bay |  |  | MI | DPP-2021 | East (ITC) | Phase 3 | NRIS | Gallagher-Tittabawassee 345kV Transmission Line | 200 | 200 | Solar | Photovoltaic | Not Started |  | 0 | 0 | 0 | 0
J1911 | Withdrawn | 2021-08-22 | 2023-09-06 |  | 2023-11-01 | ITC | Livingston |  |  | MI | DPP-2021 | East (ITC) | Phase 3 | NRIS | Madrid - Blackfoot 345kV | 200 | 200 | Solar | Photovoltaic | Not Started |  | 0 | 0 | 0 | 0
J1912 | Withdrawn | 2021-08-22 | 2023-09-06 |  | 2023-11-01 | ITC | Sanilac |  |  | MI | DPP-2021 | East (ITC) | Phase 3 | NRIS | Greenwood-Rapson 345kV Transmission Line | 200 | 200 | Solar | Photovoltaic | Not Started |  | 0 | 0 | 0 | 0
J1913 | Withdrawn | 2021-08-19 | 2023-09-06 |  | 2023-11-01 | METC | Midland |  |  | MI | DPP-2021 | East (ITC) | Phase 3 | NRIS | Murphy-Tittabawassee 345kV Transmission Line | 200 | 200 | Solar | Photovoltaic | Not Started |  | 0 | 0 | 0 | 0
J1914 | Active | 2023-10-05 |  |  | 2023-11-01 | METC | Presque Isle |  |  | MI | DPP-2021 | East (ITC) | Phase 3 | NRIS | PORT CALCITE - ROCKPORT 138.0kV | 150 | 150 | Solar | Photovoltaic | Not Started | 2026-06-01 | 150 | 150 | 150 | 150
J1915 | Withdrawn | 2021-08-22 | 2023-09-06 |  | 2023-11-01 | METC | Bay |  |  | MI | DPP-2021 | East (ITC) | Phase 3 | NRIS | Almeda Junction-Shale 138kV Transmission Line | 150 | 150 | Solar | Photovoltaic | Not Started |  | 0 | 0 | 0 | 0
J1916 | Active | 2023-10-19 |  |  | 2023-11-01 | Michigan Electric Transmission Company LLC | Branch |  |  | MI | DPP-2021 | East (ITC) | Phase 3 | NRIS | NEWTON | 100 | 100 | Solar | Photovoltaic | Not Started | 2026-03-06 | 100 | 100 | 100 | 100
J1917 | Active | 2021-08-19 |  |  | 2023-11-01 | ITC | Livingston |  |  | MI | DPP-2021 | East (ITC) | Phase 3 | NRIS | MADRID - MAJESTIC 345.0kV | 165 | 165 | Solar | Photovoltaic | Not Started | 2028-01-14 | 165 | 165 | 148.5 | 148.5
J1918 | Done | 2021-08-24 |  |  | 2023-11-01 | METC | Montcalm |  |  | MI | DPP-2021 | East (ITC) | Phase 3 | NRIS | KENOWA - NELSON ROAD 345.0kV | 132 | 132 | Solar | Photovoltaic | In Service | 2026-01-09 | 132 | 132 | 132 | 132
J1919 | Withdrawn | 2021-08-24 | 2021-12-09 |  | 2023-11-01 | METC | Ingham |  |  | MI | DPP-2021 | East (ITC) | Phase 3 | NRIS | Oneida-Majestic 345 kV | 132 | 132 | Solar | Photovoltaic |  |  | 0 | 0 | 0 | 0
J1920 | Withdrawn | 2021-08-22 | 2023-09-06 |  | 2023-11-01 | ITC | Leelanau |  |  | MI | DPP-2021 | East (ITC) | Phase 3 | NRIS | Tuscola-Arrowhead 120kV Transmission Line | 125 | 125 | Solar | Photovoltaic | Not Started |  | 0 | 0 | 0 | 0
J1921 | Withdrawn | 2021-08-22 | 2023-09-06 |  | 2023-11-01 | METC | Montcalm |  |  | MI | DPP-2021 | East (ITC) | Phase 3 | NRIS | Deja- Derby Jct 138kV Transmission line | 125 | 125 | Solar | Photovoltaic | Not Started |  | 0 | 0 | 0 | 0
J1922 | Withdrawn | 2021-08-19 | 2023-09-06 |  | 2023-11-01 | METC | Bay |  |  | MI | DPP-2021 | East (ITC) | Phase 3 | NRIS | Cottage Grove-Karn 138 kV | 150 | 150 | Solar | Photovoltaic | Not Started |  | 0 | 0 | 0 | 0
J1923 | Withdrawn | 2021-08-19 | 2021-12-22 |  | 2023-11-01 | ITC | Huron |  |  | MI | DPP-2021 | East (ITC) | Phase 3 | NRIS | Rapson 120 kV substation | 200 | 200 | Solar | Photovoltaic | Not Started |  | 0 | 0 | 0 | 0
J1924 | Withdrawn | 2021-08-22 | 2023-09-06 |  | 2023-11-01 | METC | Bay |  |  | MI | DPP-2021 | East (ITC) | Phase 3 | NRIS | Cottage Grove-Seven Mile 138 kV | 150 | 150 | Solar | Photovoltaic | Not Started |  | 0 | 0 | 0 | 0
J1925 | Withdrawn | 2021-08-17 | 2023-09-06 |  | 2023-11-01 | METC | Livingston |  |  | MI | DPP-2021 | East (ITC) | Phase 3 | NRIS | Tihart-Latson 138 kV | 100 | 100 | Solar | Photovoltaic | Not Started |  | 0 | 0 | 0 | 0
J1926 | Active | 2022-03-23 |  |  | 2025-10-01 | AMEREN ILLINOIS | Tazewell |  |  | IL | DPP-2021 | Central | Phase 2 | NRIS | Mackinaw | 200 | 200 | Wind | Wind Turbine | Not Started |  | 200 | 200 | 200 | 60
J1927 | Active | 2021-12-03 |  |  | 2027-08-01 | MUSCATINE POWER AND WATER | Muscatine |  |  | IA | DPP-2021 | West | Phase 2 | NRIS | Grandview Substation 69 kV | 23.4 | 23.4 | Solar | Photovoltaic | Not Started |  | 24 | 24 | 24 | 24
J1928 | Withdrawn | 2021-08-24 | 2021-12-09 |  | 2025-10-01 | AMERICAN TRANSMISSION COMPANY | Grant |  |  | WI | DPP-2021 | East (ATC) | Phase 3 | NRIS | Hill Valley 345kV | 100 | 100 | Battery Storage | Battery Storage |  |  | 0 | 0 | 0 | 0
J1929 | Active | 2021-08-24 |  |  | 2025-10-01 | METC | Cheboygan |  |  | MI | DPP-2021 | East (ITC) | Phase 3 | NRIS | Other_ | 110 | 110 | Solar | Photovoltaic | Not Started | 2028-09-25 | 110 | 110 | 110 | 110
J1930 | Withdrawn | 2021-08-24 | 2023-06-05 |  | 2024-10-01 | AMERICAN TRANSMISSION COMPANY | Columbia |  |  | WI | DPP-2021 | East (ATC) | Phase 3 | NRIS | N Madison - Columbia | 100 | 100 | Battery Storage | Battery Storage | Not Started |  | 0 | 0 | 0 | 0
J1931 | Active | 2021-11-30 |  |  | 2025-10-01 | AMERICAN TRANSMISSION COMPANY | Iowa |  |  | WI | DPP-2021 | East (ATC) | Phase 3 | NRIS | Hill Valley 345kV | 40 | 40 | Wind | Wind Turbine | Not Started | 2027-07-01 | 40 | 12 | 40 | 12
J1932 | Pending Revision Approval | 2021-08-24 |  |  | 2024-10-01 |  | Gladwin |  |  | MI | DPP-2021 | East (ITC) | Phase 3 | NRIS | Other_ | 100 | 100 | Solar | Photovoltaic | Not Started |  | 100 | 100 | 100 | 100
J1933 | Withdrawn | 2021-08-24 | 2023-10-25 |  | 2025-10-01 | ENTERGY LOUISIANA, LLC | Morehouse |  |  | LA | DPP-2021 | South | Phase 3 | NRIS | Bastrop Tap 115kV | 100 | 100 | Solar | Photovoltaic | Not Started |  | 0 | 0 | 0 | 0
J1934 | Active | 2021-08-24 |  |  | 2025-10-01 | AMERICAN TRANSMISSION COMPANY | Kenosha |  |  | WI | DPP-2021 | East (ATC) | Phase 3 | NRIS | Lakeview 138kV | 150 | 150 | Battery Storage | Battery Storage | Not Started | 2028-10-01 | 150 | 150 | 150 | 150
J1935 | Active | 2021-11-29 |  |  | 2025-10-01 | AMERICAN TRANSMISSION COMPANY | Dane |  |  | WI | DPP-2021 | East (ATC) | Phase 3 | NRIS | N. Madison 69kV | 50 | 50 | Solar | Photovoltaic | Not Started |  | 50 | 50 | 50 | 50
J1936 | Withdrawn | 2021-11-29 | 2023-06-05 |  | 2026-10-01 | AMERICAN TRANSMISSION COMPANY | Portage |  |  | WI | DPP-2021 | East (ATC) | Phase 3 | NRIS | Werner West - Rocky Run 345kV | 75 | 75 | Battery Storage | Battery Storage | Not Started |  | 0 | 0 | 0 | 0
J1937 | Withdrawn | 2021-11-29 | 2023-06-05 |  | 2026-10-01 | AMERICAN TRANSMISSION COMPANY | Portage |  |  | WI | DPP-2021 | East (ATC) | Phase 3 | NRIS | Werner West - Rocky Run 345kV | 75 | 75 | Battery Storage | Battery Storage | Not Started |  | 0 | 0 | 0 | 0
J1938 | Withdrawn | 2021-11-29 | 2024-10-01 |  | 2026-10-01 | AMERICAN TRANSMISSION COMPANY | Portage |  |  | WI | DPP-2021 | East (ATC) | Phase 3 | NRIS | Werner West - Rocky Run 345kV | 150 | 150 | Solar | Photovoltaic | Not Started |  | 150 | 150 | 0 | 0
J1939 | Active | 2023-10-18 |  |  | 2023-11-01 | METC | Saginaw |  |  | MI | DPP-2021 | East (ITC) | Phase 3 | NRIS | CORNELL - LAYTON 138.0kV | 125 | 125 | Solar | Photovoltaic | Not Started | 2027-12-11 | 125 | 125 | 125 | 125
J1940 | Withdrawn | 2021-08-23 | 2023-09-06 |  | 2023-11-01 | ITC | Monroe |  |  | MI | DPP-2021 | East (ITC) | Phase 3 | NRIS | Monroe-Lallendorf 345kV Transmission Line | 200 | 200 | Solar | Photovoltaic | Not Started |  | 0 | 0 | 0 | 0
J1941 | Withdrawn | 2021-08-25 | 2021-10-22 |  | 2026-10-01 | OTTER TAIL POWER COMPANY | Polk |  |  | MN | DPP-2021 | West | Phase 2 | NRIS | Crookston | 60 | 60 | Solar | Photovoltaic |  |  | 0 | 0 | 0 | 0
J1942 | Withdrawn | 2021-08-23 | 2023-09-06 |  | 2023-11-01 | ITC | Monroe |  |  | MI | DPP-2021 | East (ITC) | Phase 3 | NRIS | Seville TP-Niles TP 120 kV | 100 | 100 | Solar | Photovoltaic | Not Started |  | 0 | 0 | 0 | 0
J1943 | Active | 2021-08-23 |  |  | 2024-10-01 | AMERICAN TRANSMISSION COMPANY | Columbia |  |  | WI | DPP-2021 | East (ATC) | Phase 3 | NRIS | Columbia - North Madison 345/138 kV 345.0kV | 200 | 200 | Solar | Photovoltaic | Not Started |  | 200 | 200 | 200 | 200
J1944 | Active | 2021-08-23 |  |  | 2023-11-01 | ITC | Sanilac |  |  | MI | DPP-2021 | East (ITC) | Phase 3 | NRIS | GREENWOOD - RAPSON (BANNER) 345.0kV | 185 | 185 | Solar | Photovoltaic | Not Started | 2027-11-08 | 185 | 185 | 185 | 185
J1945 | Withdrawn | 2021-11-29 | 2024-10-01 |  | 2026-10-01 | AMERICAN TRANSMISSION COMPANY | Portage |  |  | WI | DPP-2021 | East (ATC) | Phase 3 | NRIS | Werner West - Rocky Run 345kV | 150 | 150 | Solar | Photovoltaic | Not Started |  | 150 | 150 | 0 | 0
J1946 | Done | 2021-08-19 |  |  | 2024-10-30 | COOPERATIVE ENERGY SME | Jasper |  |  | MS | DPP-2021 | South | Phase 3 | NRIS | 230 kV Missionary Substation | 350 | 350 | Hybrid | Solar/Battery | Not Started |  | 350 | 350 | 350 | 350
J1947 | Withdrawn | 2022-03-23 | 2025-12-18 |  | 2025-10-01 | DUKE ENERGY INDIANA, LLC | Fountain |  |  | IN | DPP-2021 | Central | Phase 2 | NRIS | Other_ | 110 | 110 | Solar | Photovoltaic | Not Started |  | 110 | 110 | 0 | 0
J1948 | Active | 2022-03-23 |  |  | 2024-09-01 | AMEREN MISSOURI | Marion |  |  | MO | DPP-2021 | Central | Phase 2 | NRIS | HANNIBAL WEST | 195 | 195 | Solar | Photovoltaic | Not Started |  | 195 | 195 | 195 | 195
J1949 | Withdrawn | 2021-08-22 | 2023-09-06 |  | 2023-11-01 | METC | Antrim |  |  | MI | DPP-2021 | East (ITC) | Phase 3 | NRIS | Mancelona - Westwood 69kV | 99.6 | 99.6 | Solar | Photovoltaic | Not Started |  | 0 | 0 | 0 | 0
J1950 | Withdrawn | 2021-08-24 | 2021-12-08 |  | 2025-10-01 | SOUTHERN INDIANA GAS & ELECTRIC COMPANY D/B/A CENTERPOINT ENERGY INDIANA SOUTH | Gibson |  |  | IN | DPP-2021 | Central | Phase 2 | NRIS | Francisco - Toyota 138kV | 83.16 | 83.16 | Solar | Photovoltaic |  |  | 0 | 0 | 0 | 0
J1951 | Withdrawn | 2021-08-24 | 2023-09-06 |  | 2024-10-01 | ITC | Monroe |  |  | MI | DPP-2021 | East (ITC) | Phase 3 | NRIS | Lemoyne-Majestic 345kV | 50 | 50 | Battery Storage | Battery Storage | Not Started |  | 0 | 0 | 0 | 0
J1952 | Withdrawn | 2021-08-25 | 2025-10-27 |  | 2024-10-01 | MIDAMERICAN ENERGY CO. | Cerro Gordo |  |  | IA | DPP-2021 | West | Phase 2 | NRIS | Emery-Floyd 161kV | 180 | 180 | Wind | Wind Turbine | Not Started |  | 180 | 54 | 0 | 0
J1953 | Withdrawn | 2022-07-20 | 2023-10-25 |  | 2025-10-01 | ENTERGY LOUISIANA, LLC | Concordia |  |  | LA | DPP-2021 | South | Phase 3 | NRIS | Red Gum 115kV | 264.6 | 264.6 | Solar | Photovoltaic | Not Started |  | 0 | 0 | 0 | 0
J1954 | Withdrawn | 2021-08-24 | 2023-06-05 |  | 2025-10-01 | AMERICAN TRANSMISSION COMPANY | Walworth |  |  | WI | DPP-2021 | East (ATC) | Phase 3 | NRIS | SW Delavan 138kV | 35 | 35 | Battery Storage | Battery Storage | Not Started |  | 0 | 0 | 0 | 0
J1955 | Withdrawn | 2021-08-24 | 2023-06-05 |  | 2025-10-01 | AMERICAN TRANSMISSION COMPANY | Walworth |  |  | WI | DPP-2021 | East (ATC) | Phase 3 | NRIS | SW Delavan 138kV | 100 | 100 | Solar | Photovoltaic | Not Started |  | 0 | 0 | 0 | 0
J1956 | Withdrawn | 2021-11-30 | 2023-10-25 |  | 2025-10-01 | ENTERGY LOUISIANA, LLC | St. John the Baptist |  |  | LA | DPP-2021 | South | Phase 3 | NRIS | Waterford 230kV | 60 | 60 | Battery Storage | Battery Storage | Not Started |  | 0 | 0 | 0 | 0
J1957 | Withdrawn | 2021-11-29 | 2023-10-25 |  | 2025-10-01 | ENTERGY MISSISSIPPI, LLC. | Coahoma |  |  | MS | DPP-2021 | South | Phase 3 | NRIS | Clarksdale-Roundaway 115kV (co-located with J2284) | 90 | 90 | Solar | Photovoltaic | Not Started |  | 0 | 0 | 0 | 0
J1958 | Withdrawn | 2021-11-30 | 2023-10-25 |  | 2025-10-01 | ENTERGY LOUISIANA, LLC | St. John the Baptist |  |  | LA | DPP-2021 | South | Phase 3 | NRIS | Waterford 230kV | 60 | 60 | Battery Storage | Battery Storage | Not Started |  | 0 | 0 | 0 | 0
J1959 | Withdrawn | 2021-11-30 | 2023-10-25 |  | 2025-10-01 | ENTERGY LOUISIANA, LLC | St. John the Baptist |  |  | LA | DPP-2021 | South | Phase 3 | NRIS | Waterford-Vacherie 230kV | 100 | 100 | Solar | Photovoltaic | Not Started |  | 0 | 0 | 0 | 0
J1960 | Withdrawn | 2022-03-23 | 2024-10-08 |  | 2025-10-01 | NORTHERN INDIANA PUBLIC SERVICE COMPANY LLC | Porter |  |  | IN | DPP-2021 | Central | Phase 2 | NRIS | Starke - Flint Lake 138kV | 100 | 100 | Solar | Photovoltaic | Not Started |  | 0 | 0 | 0 | 0
J1961 | Withdrawn | 2021-08-25 | 2025-10-27 |  | 2026-10-01 | OTTER TAIL POWER COMPANY | Cass |  |  | ND | DPP-2021 | West | Phase 2 | NRIS | Buffalo 115kV | 190 | 190 | Wind | Wind Turbine | Not Started |  | 190 | 57 | 0 | 0
J1962 | Withdrawn | 2021-08-23 | 2023-10-25 |  | 2025-10-01 | ENTERGY TEXAS, INC. | Polk |  |  | TX | DPP-2021 | South | Phase 3 | NRIS | Livingston - Rich 138kV | 75 | 75 | Solar | Photovoltaic | Not Started |  | 0 | 0 | 0 | 0
J1963 | Withdrawn | 2021-11-29 | 2023-10-25 |  | 2025-10-01 | ENTERGY TEXAS, INC. | Polk |  |  | TX | DPP-2021 | South | Phase 3 | NRIS | Livingston - Rich 138kV | 25 | 25 | Battery Storage | Battery Storage | Not Started |  | 0 | 0 | 0 | 0
J1964 | Withdrawn | 2021-08-23 | 2024-10-01 |  | 2024-10-01 | AMERICAN TRANSMISSION COMPANY | Columbia |  |  | WI | DPP-2021 | East (ATC) | Phase 3 | NRIS | N Madison - Columbia | 90 | 90 | Battery Storage | Battery Storage | Not Started |  | 90 | 90 | 0 | 0
J1965 | Withdrawn | 2022-03-23 | 2025-12-18 |  | 2025-10-01 | AMEREN MISSOURI | Callaway |  |  | MO | DPP-2021 | Central | Phase 2 | NRIS | 7MCCREDIE - 7MONTGMRY 345.0kV | 150 | 150 | Solar | Photovoltaic | Not Started |  | 150 | 150 | 0 | 0
J1966 | Withdrawn | 2022-03-23 | 2025-12-18 |  | 2025-10-01 | WABASH VALLEY POWER ASSOCIATION, INC. | Clinton |  |  | IN | DPP-2021 | Central | Phase 2 | NRIS | Cayuga - Frankfort 230.0kV | 200 | 200 | Wind | Wind Turbine | Not Started |  | 200 | 200 | 0 | 0
J1967 | Active | 2022-03-24 |  |  | 2025-10-01 | AMEREN ILLINOIS | Champaign |  |  | IL | DPP-2021 | Central | Phase 2 | NRIS | Rantoul East 138kV | 150 | 150 | Wind | Wind Turbine | Not Started |  | 150 | 150 | 150 | 45
J1968 | Withdrawn | 2021-08-18 | 2021-10-22 |  | 2026-10-01 | OTTER TAIL POWER COMPANY | Polk |  |  | MN | DPP-2021 | West | Phase 2 | NRIS | Crookston | 30 | 30 | Battery Storage | Battery Storage |  |  | 0 | 0 | 0 | 0
J1969 | Withdrawn | 2021-08-23 | 2023-09-06 |  | 2024-10-01 | ITC | Monroe |  |  | MI | DPP-2021 | East (ITC) | Phase 3 | NRIS | Lemoyne-Majestic 345kV | 150 | 150 | Solar | Photovoltaic | Not Started |  | 0 | 0 | 0 | 0
J1970 | Withdrawn | 2022-03-23 | 2025-12-18 |  | 2025-10-01 | AMEREN ILLINOIS | Champaign |  |  | IL | DPP-2021 | Central | Phase 2 | NRIS | 4SIDNEY 1 - 4MIRA TAP 138.0kV | 160 | 160 | Solar | Photovoltaic | Not Started |  | 160 | 160 | 0 | 0
J1971 | Withdrawn | 2021-11-30 | 2023-06-05 |  | 2025-10-01 | AMERICAN TRANSMISSION COMPANY | Dane |  |  | WI | DPP-2021 | East (ATC) | Phase 3 | NRIS | Cardinal | 45 | 45 | Battery Storage | Battery Storage | Not Started |  | 0 | 0 | 0 | 0
J1972 | Withdrawn | 2021-08-17 | 2023-10-10 |  | 2025-10-01 | MIDAMERICAN ENERGY CO. | Des Moines |  |  | IA | DPP-2021 | West | Phase 2 | NRIS | Denmark - Newport | 115 | 115 | Solar | Photovoltaic | Not Started |  | 115 | 115 | 0 | 0
J1973 | Withdrawn | 2022-03-23 | 2025-12-18 |  | 2025-10-01 | AMEREN ILLINOIS | Champaign |  |  | IL | DPP-2021 | Central | Phase 2 | NRIS | 4SIDNEY 1 - 4MIRA TAP 138.0kV | 40 | 40 | Battery Storage | Battery Storage | Not Started |  | 40 | 40 | 0 | 0
J1974 | Withdrawn | 2022-03-23 | 2025-12-18 |  | 2025-10-01 | AMEREN ILLINOIS | Coles |  |  | IL | DPP-2021 | Central | Phase 2 | NRIS | Mattoon West | 160 | 160 | Solar | Photovoltaic | Not Started |  | 160 | 160 | 0 | 0
J1975 | Withdrawn | 2022-03-23 | 2025-12-18 |  | 2025-10-01 | AMEREN ILLINOIS | Coles |  |  | IL | DPP-2021 | Central | Phase 2 | NRIS | Mattoon West | 40 | 40 | Battery Storage | Battery Storage | Not Started |  | 40 | 40 | 0 | 0
J1976 | Withdrawn | 2022-03-23 | 2024-10-08 |  | 2025-10-01 | NORTHERN INDIANA PUBLIC SERVICE COMPANY LLC | Porter |  |  | IN | DPP-2021 | Central | Phase 2 | NRIS | Starke - Flint Lake 138kV | 25 | 25 | Battery Storage | Battery Storage | Not Started |  | 0 | 0 | 0 | 0
J1977 | Withdrawn | 2021-08-17 | 2021-12-09 |  | 2024-10-01 | METC | Washtenaw |  |  | MI | DPP-2021 | East (ITC) | Phase 3 | NRIS | Trenton 120kV | 50 | 50 | Battery Storage | Battery Storage |  |  | 0 | 0 | 0 | 0
J1978 | Withdrawn | 2021-08-23 | 2025-10-27 |  | 2025-10-01 | MIDAMERICAN ENERGY CO. | Pocahontas |  |  | IA | DPP-2021 | West | Phase 2 | NRIS | Lemars Tap-Little Sioux 161kV | 175 | 175 | Wind | Wind Turbine | Not Started |  | 170 | 52.5 | 0 | 0
J1979 | Withdrawn | 2021-08-13 | 2025-10-27 |  | 2025-10-01 | ITC MIDWEST | Howard |  |  | IA | DPP-2021 | West | Phase 2 | NRIS | Hazleton-Mitchell County 345kV line | 200 | 200 | Wind | Wind Turbine | Not Started |  | 200 | 60 | 0 | 0
J1980 | Withdrawn | 2021-08-23 | 2025-10-27 |  | 2024-10-01 | METC | Kent |  |  | MI | DPP-2021 | East (ITC) | Phase 3 | NRIS | Vergennes 138kV | 50 | 50 | Battery Storage | Battery Storage | Not Started |  | 50 | 50 | 0 | 0
J1981 | Withdrawn | 2021-08-25 | 2021-12-08 |  | 2025-10-01 | SOUTHERN INDIANA GAS & ELECTRIC COMPANY D/B/A CENTERPOINT ENERGY INDIANA SOUTH | Gibson |  |  | IN | DPP-2021 | Central | Phase 2 | NRIS | Francisco - Toyota 138kV | 15 | 15 | Battery Storage | Battery Storage |  |  | 0 | 0 | 0 | 0
J1982 | Pending Revision Approval | 2021-11-30 |  |  | 2024-10-01 |  | Gladwin |  |  | MI | DPP-2021 | East (ITC) | Phase 3 | NRIS | Other_ | 25 | 25 | Battery Storage | Battery Storage | Not Started |  | 25 | 25 | 25 | 25
J1983 | Withdrawn | 2021-11-29 | 2024-10-01 |  | 2025-10-01 | AMERICAN TRANSMISSION COMPANY | Dane |  |  | WI | DPP-2021 | East (ATC) | Phase 3 | NRIS | N. Madison 69kV | 25 | 25 | Battery Storage | Battery Storage | Not Started |  | 25 | 25 | 0 | 0
J1984 | Withdrawn | 2021-08-23 | 2026-01-27 |  | 2024-10-01 | METC | Ottawa |  |  | MI | DPP-2021 | East (ITC) | Phase 3 | NRIS | Tallmadge 138kV | 50 | 50 | Battery Storage | Battery Storage | Not Started |  | 50 | 50 | 50 | 50
J1985 | Withdrawn | 2021-11-30 | 2023-10-25 |  | 2025-10-01 | ENTERGY LOUISIANA, LLC | Tangipahoa |  |  | LA | DPP-2021 | South | Phase 3 | NRIS | Chicken Farm - Amite | 50 | 50 | Solar | Photovoltaic | Not Started |  | 0 | 0 | 0 | 0
J1986 | Withdrawn | 2022-03-23 | 2025-12-18 |  | 2025-10-01 | AMEREN MISSOURI | St. Charles |  |  | MO | DPP-2021 | Central | Phase 2 | NRIS | Montgomery 161kV | 100 | 100 | Battery Storage | Battery Storage | Not Started |  | 100 | 100 | 0 | 0
J1987 | Withdrawn | 2021-08-23 | 2021-12-09 |  | 2024-10-01 | ITC | Washtenaw |  |  | MI | DPP-2021 | East (ITC) | Phase 3 | NRIS | Coventry | 50 | 50 | Battery Storage | Battery Storage |  |  | 0 | 0 | 0 | 0
J1988 | Withdrawn | 2021-11-29 | 2023-10-25 |  | 2025-10-01 | ENTERGY MISSISSIPPI, LLC. | Coahoma |  |  | MS | DPP-2021 | South | Phase 3 | NRIS | Roundaway Cepa 115kV | 120.96 | 120.96 | Solar | Photovoltaic | Not Started |  | 0 | 0 | 0 | 0
J1989 | Withdrawn | 2021-08-25 | 2025-10-27 |  | 2025-10-01 | OTTER TAIL POWER COMPANY | Brown |  |  | SD | DPP-2021 | West | Phase 2 | NRIS | Ellendale 345 - Twin Brooks 345.0kV | 250 | 250 | Wind | Wind Turbine | Not Started |  | 250 | 75 | 0 | 0
J1990 | Withdrawn | 2021-11-30 | 2025-10-27 |  | 2025-10-01 | MONTANA-DAKOTA UTILITIES CO. | Stutsman |  |  | ND | DPP-2021 | West | Phase 2 | NRIS | Ellendale 345kV | 250 | 250 | Wind | Wind Turbine | Not Started |  | 215 | 75 | 0 | 0
J1991 | Withdrawn | 2021-08-25 | 2025-03-07 |  | 2025-10-01 | ENTERGY ARKANSAS, LLC | Lonoke |  |  | AR | DPP-2021 | South | Phase 3 | NRIS | Genpower Keo 500kV | 200 | 200 | Solar | Photovoltaic | Not Started |  | 200 | 200 | 0 | 0
J1992 | Withdrawn | 2021-08-25 | 2023-10-25 |  | 2025-10-01 | ENTERGY ARKANSAS, LLC | Lonoke |  |  | AR | DPP-2021 | South | Phase 3 | NRIS | Genpower Keo 500kV | 110 | 110 | Battery Storage | Battery Storage | Not Started |  | 0 | 0 | 0 | 0
J1993 | Active | 2021-12-01 |  |  | 2025-07-23 | AMERICAN TRANSMISSION COMPANY | Columbia |  |  | WI | DPP-2021 | East (ATC) | Phase 3 | NRIS-Only | Columbia - South Fond du Lac 345.0kV | 99 | 99 | Solar | Photovoltaic | Not Started |  | 99 | 99 | 99 | 99
J1994 | Withdrawn | 2021-07-30 | 2024-10-01 |  | 2025-12-31 | AMERICAN TRANSMISSION COMPANY | Fond du Lac |  |  | WI | DPP-2021 | East (ATC) | Phase 3 | NRIS | Metomen 138 kV | 97.09 | 97.09 | Solar | Photovoltaic | Not Started |  | 97.08 | 97.08 | 0 | 0
J1995 | Withdrawn | 2021-08-04 | 2025-03-07 |  | 2025-07-23 | ENTERGY LOUISIANA, LLC | Richland |  |  | LA | DPP-2021 | South | Phase 3 | NRIS | DUNN - OAK RIDGE (LA) 115.0kV | 180 | 180 | Solar | Photovoltaic | Not Started |  | 180 | 0 | 0 | 0
J1996 | Withdrawn | 2021-08-11 | 2024-10-01 |  | 2025-09-01 | AMERICAN TRANSMISSION COMPANY | Shawano |  |  | WI | DPP-2021 | East (ATC) | Phase 3 | NRIS | West Shawano 138kV - Badger 138kV | 99 | 99 | Hybrid | Solar/Battery | Not Started |  | 99 | 99 | 0 | 0
J1997 | Withdrawn | 2021-08-11 | 2025-03-07 |  | 2024-03-01 | CLECO POWER LLC | Beauregard |  |  | LA | DPP-2021 | South | Phase 3 | NRIS | Nelson (EES) - Longville 138kV | 80 | 80 | Solar | Photovoltaic | Not Started |  | 80 | 0 | 0 | 0
J1998 | Withdrawn | 2021-08-04 | 2026-06-22 |  | 2024-06-30 | ITC MIDWEST | Franklin |  |  | IA | DPP-2021 | West | Phase 2 | NRIS | Nuthatch Switching Station | 66 | 66 | Wind | Wind Turbine | Not Started |  | 66 | 66 | 66 | 66
J1999 | Withdrawn | 2021-12-21 | 2025-03-07 |  | 2024-10-31 | CLECO POWER LLC | Rapides |  |  | LA | DPP-2021 | South | Phase 3 | NRIS | Rodemacher | 100 | 100 | Solar | Photovoltaic | Not Started |  | 100 | 100 | 0 | 0
J2000 | Withdrawn | 2021-08-10 | 2024-10-08 |  | 2025-05-01 | DUKE ENERGY INDIANA, LLC | Montgomery |  |  | IN | DPP-2021 | Central | Phase 2 | NRIS | Frankfort to Cayuga 230kV | 150 | 150 | Solar | Photovoltaic | Not Started |  | 0 | 0 | 0 | 0
J2001 | Active | 2021-08-16 |  |  | 2025-05-01 | METC | Newaygo |  |  | MI | DPP-2021 | East (ITC) | Phase 3 | NRIS | KENOWA - LUDINGTON 345.0kV | 220 | 220 | Solar | Photovoltaic | Not Started | 2029-07-12 | 220 | 220 | 220 | 220
J2002 | Active | 2021-08-13 |  |  | 2024-03-13 | MIDAMERICAN ENERGY CO. MEC | Washington |  |  | IA | DPP-2021 | West | Phase 2 | NRIS | SUB T HASKINS | 200 | 200 | Solar | Photovoltaic | Not Started | 2027-05-13 | 200 | 200 | 200 | 200
J2003 | Withdrawn | 2021-08-26 | 2023-10-10 |  | 2026-10-01 | OTTER TAIL POWER COMPANY | Deuel |  |  | SD | DPP-2021 | West | Phase 2 | NRIS | Astoria 345kV | 150 | 150 | Solar | Photovoltaic | Not Started |  | 0 | 0 | 0 | 0
J2004 | Withdrawn | 2022-03-23 | 2025-12-18 |  | 2025-10-01 | DUKE ENERGY INDIANA, LLC | Fountain |  |  | IN | DPP-2021 | Central | Phase 2 | NRIS | Other_ | 40 | 40 | Battery Storage | Battery Storage | Not Started |  | 40 | 40 | 0 | 0
J2005 | Withdrawn | 2021-08-26 | 2023-10-10 |  | 2026-10-01 | OTTER TAIL POWER COMPANY | Deuel |  |  | SD | DPP-2021 | West | Phase 2 | NRIS | Astoria 345kV | 75 | 75 | Battery Storage | Battery Storage | Not Started |  | 0 | 0 | 0 | 0
J2006 | Withdrawn | 2021-08-26 | 2023-10-25 |  | 2025-10-01 | ENTERGY ARKANSAS, LLC | Arkansas |  |  | AR | DPP-2021 | South | Phase 3 | NRIS | Robert E Ritchie - Stuttgart Rcuskey 230kV | 40 | 40 | Battery Storage | Battery Storage | Not Started |  | 0 | 0 | 0 | 0
J2007 | Withdrawn | 2021-08-26 | 2023-10-25 |  | 2025-10-01 | ENTERGY ARKANSAS, LLC | Lonoke |  |  | AR | DPP-2021 | South | Phase 3 | NRIS | Genpower Keo 500kV | 150 | 150 | Battery Storage | Battery Storage | Not Started |  | 0 | 0 | 0 | 0
J2008 | Withdrawn | 2022-03-23 | 2025-12-18 |  | 2025-10-01 | AMEREN MISSOURI | Callaway |  |  | MO | DPP-2021 | Central | Phase 2 | NRIS | 7MCCREDIE - 7MONTGMRY 345.0kV | 65 | 65 | Battery Storage | Battery Storage | Not Started |  | 65 | 65 | 0 | 0
J2009 | Withdrawn | 2021-08-26 | 2023-10-25 |  | 2025-10-01 | ENTERGY ARKANSAS, LLC | Arkansas |  |  | AR | DPP-2021 | South | Phase 3 | NRIS | Robert E Ritchie - Stuttgart Rcuskey 230kV | 80 | 80 | Battery Storage | Battery Storage | Not Started |  | 0 | 0 | 0 | 0
J2010 | Done | 2021-08-26 |  |  | 2025-10-01 | ENTERGY ARKANSAS, LLC EATO | Arkansas |  |  | AR | DPP-2021 | South | Phase 3 | NRIS | STUTTGART RICUSKEY - WOODWARD 230 SUB 230.0kV | 75 | 75 | Solar | Photovoltaic | Not Started | 2028-03-01 | 75 | 75 | 75 | 0
J2011 | Withdrawn | 2021-08-26 | 2023-10-25 |  | 2025-10-01 | ENTERGY LOUISIANA, LLC | Morehouse |  |  | LA | DPP-2021 | South | Phase 3 | NRIS | Bastrop Tap 115kV | 50 | 50 | Battery Storage | Battery Storage | Not Started |  | 0 | 0 | 0 | 0
J2012 | Withdrawn | 2021-11-30 | 2023-10-25 |  | 2025-10-01 | ENTERGY LOUISIANA, LLC | Tangipahoa |  |  | LA | DPP-2021 | South | Phase 3 | NRIS | Chicken Farm-Amite | 20 | 20 | Battery Storage | Battery Storage | Not Started |  | 0 | 0 | 0 | 0
J2013 | Withdrawn | 2021-11-30 | 2023-10-25 |  | 2025-10-01 | ENTERGY LOUISIANA, LLC | Tangipahoa |  |  | LA | DPP-2021 | South | Phase 3 | NRIS | Chicken Farm-Amite | 52.92 | 52.92 | Battery Storage | Battery Storage | Not Started |  | 0 | 0 | 0 | 0
J2014 | Withdrawn | 2021-11-23 | 2023-10-10 |  | 2026-10-01 | NORTHERN STATES POWER COMPANY | Clark |  |  | WI | DPP-2021 | West | Phase 2 | NRIS | Eau Claire - Arpin 345kV | 100 | 100 | Battery Storage | Battery Storage | Not Started |  | 0 | 0 | 0 | 0
J2015 | Withdrawn | 2021-08-26 | 2023-10-25 |  | 2025-10-01 | ENTERGY MISSISSIPPI, LLC. | Tunica |  |  | MS | DPP-2021 | South | Phase 3 | NRIS | Lula-Tunica (same POI as J1440) | 90 | 90 | Battery Storage | Battery Storage | Not Started |  | 0 | 0 | 0 | 0
J2016 | Withdrawn | 2022-03-23 | 2024-10-08 |  | 2025-10-01 | SOUTHERN INDIANA GAS & ELECTRIC COMPANY D/B/A CENTERPOINT ENERGY INDIANA SOUTH | Daviess |  |  | KY | DPP-2021 | Central | Phase 2 | NRIS | F.B Culley to Northeast | 100 | 100 | Battery Storage | Battery Storage | Not Started |  | 0 | 0 | 0 | 0
J2017 | Withdrawn | 2021-08-26 | 2021-12-08 |  | 2025-10-01 | SOUTHERN INDIANA GAS & ELECTRIC COMPANY D/B/A CENTERPOINT ENERGY INDIANA SOUTH | Daviess |  |  | KY | DPP-2021 | Central | Phase 2 | NRIS | F B Culley- Northeast 138kV | 100 | 100 | Solar | Photovoltaic |  |  | 0 | 0 | 0 | 0
J2018 | Withdrawn | 2021-11-23 | 2023-10-10 |  | 2026-10-01 | NORTHERN STATES POWER COMPANY | Clark |  |  | WI | DPP-2021 | West | Phase 2 | NRIS | Eau Claire - Arpin 345kV | 190 | 190 | Solar | Photovoltaic | Not Started |  | 0 | 0 | 0 | 0
J2019 | Withdrawn | 2021-08-27 | 2021-11-30 |  | 2025-02-17 | NORTHERN STATES POWER COMPANY | Rolette |  |  | ND | DPP-2021 | West | Phase 2 | NRIS | Rugby-Glenborough 230 kV Line | 150 | 150 | Wind | Wind Turbine |  |  | 0 | 0 | 0 | 0
J2020 | Withdrawn | 2021-08-10 | 2023-10-25 |  | 2024-09-01 | CLECO POWER LLC | Beauregard |  |  | LA | DPP-2021 | South | Phase 3 | NRIS | CLECO Cooper-Penton Road 230kV Line | 260 | 260 | Hybrid | Solar/Battery | Not Started |  | 0 | 0 | 0 | 0
J2021 | Withdrawn | 2021-07-30 | 2025-10-27 |  | 2025-12-31 | NORTHERN STATES POWER COMPANY | Trempealeau |  |  | WI | DPP-2021 | West | Phase 2 | NRIS | Tremval 69kV | 48.43 | 48.43 | Solar | Photovoltaic | Not Started |  | 48.43 | 48.43 | 0 | 0
J2022 | Withdrawn | 2021-10-18 | 2025-10-27 |  | 2024-09-30 | GREAT RIVER ENERGY | Mower |  |  | MN | DPP-2021 | West | Phase 2 | NRIS | Pleasant Valley 345 kV Substation | 200 | 200 | Solar | Photovoltaic | Not Started |  | 200 | 200 | 0 | 0
J2023 | Withdrawn | 2021-08-26 | 2023-10-25 |  | 2024-04-15 | ENTERGY MISSISSIPPI, LLC. | Amite |  |  | MS | DPP-2021 | South | Phase 3 | NRIS | Gloster to Liberty 138 kV | 94.1 | 94.1 | Solar | Photovoltaic | Not Started |  | 0 | 0 | 0 | 0
J2024 | Withdrawn | 2021-08-13 | 2023-10-25 |  | 2025-01-01 | ENTERGY TEXAS, INC. | Hardin |  |  | TX | DPP-2021 | South | Phase 3 | NRIS | Cypress 230 kV | 0 | 0 | Battery Storage | Battery Storage | Not Started |  | 0 | 0 | 0 | 0
J2025 | Withdrawn | 2021-08-16 | 2023-10-25 |  | 2025-10-01 | ENTERGY LOUISIANA, LLC | St. James |  |  | LA | DPP-2021 | South | Phase 3 | NRIS | Vacherie 230 kV | 95 | 95 | Solar | Photovoltaic | Not Started |  | 0 | 0 | 0 | 0
J2026 | Active | 2021-11-15 |  |  | 2022-12-02 | ITC | Gratiot |  |  | MI | DPP-2021 | East (ITC) | Phase 3 | NRIS | REGAL | 100 | 100 | Battery Storage | Battery Storage | Not Started | 2027-12-02 | 100 | 100 | 100 | 100
J2027 | Active | 2025-07-14 |  |  | 2024-10-31 | GREAT RIVER ENERGY | Dakota |  |  | MN | DPP-2021 | West | Phase 2 | NRIS | CHUB LAKE - 304JB21/22 - HAMPTON - 8S50/51 345.0kV | 150 | 150 | Solar | Photovoltaic | Not Started |  | 150 | 150 | 150 | 150
J2028 | Withdrawn | 2021-08-10 | 2025-03-07 |  | 2024-05-01 | ENTERGY ARKANSAS, LLC | Crittenden |  |  | AR | DPP-2021 | South | Phase 3 | NRIS | Kuhn Rd to Parkin | 250 | 250 | Solar | Photovoltaic | Not Started |  | 250 | 0 | 0 | 0
J2029 | Active | 2021-11-30 |  |  | 2024-09-01 | AMERICAN TRANSMISSION COMPANY | Marquette |  |  | MI | DPP-2021 | East (ATC) | Phase 3 | NRIS | Perch Lake | 62.5 | 62.5 | Solar | Photovoltaic | Not Started | 2027-09-01 | 62.5 | 62.5 | 62.5 | 62.5
J203 | Withdrawn | 2017-06-16 | 2019-01-09 |  | 2012-09-01 | ITC MIDWEST | Sanilac County |  |  | MI | DPP-2017-AUG | East (ITC) | GIA | NRIS | Greenwood - Banner 345kV Line Tap | 200 | 200 | Wind | Wind Turbine | Not Started |  | 0 | 0 | 0 | 0
J2030 | Withdrawn | 2021-07-21 | 2025-10-27 |  | 2024-10-31 | GREAT RIVER ENERGY | Isanti |  |  | MN | DPP-2021 | West | Phase 2 | NRIS | ISANTTI TAP to ATHNSSW 69kV | 120 | 120 | Solar | Photovoltaic | Not Started |  | 56 | 56 | 0 | 0
J2031 | Active | 2021-08-13 |  |  | 2026-12-15 | ITC MIDWEST | Tama |  |  | IA | DPP-2021 | West | Phase 2 | NRIS | Toledo | 100 | 100 | Wind | Wind Turbine | Not Started |  | 100 | 100 | 100 | 100
J2032 | Withdrawn | 2022-03-23 | 2025-12-18 |  | 2025-10-01 | INDIANAPOLIS POWER & LIGHT COMPANY | Marion |  |  | IN | DPP-2021 | Central | Phase 2 | NRIS | Hanna | 70 | 70 | Battery Storage | Battery Storage | Not Started |  | 70 | 70 | 0 | 0
J2033 | Active | 2021-08-26 |  |  | 2024-04-15 | AMEREN ILLINOIS | Clay |  |  | IL | DPP-2021 | Central | Phase 2 | NRIS | 7XENIA - 7MTVERNW 345.0kV | 200 | 200 | Solar | Photovoltaic | Not Started |  | 200 | 200 | 200 | 200
J2034 | Withdrawn | 2022-04-05 | 2023-10-25 |  | 2025-05-01 | ENTERGY LOUISIANA, LLC | Lafourche |  |  | LA | DPP-2021 | South | Phase 3 | NRIS | Thibodaux | 0 | 0 | Battery Storage | Battery Storage | Not Started |  | 0 | 0 | 0 | 0
J2035 | Withdrawn | 2022-04-05 | 2023-10-25 |  | 2025-05-01 | ENTERGY LOUISIANA, LLC | Lafourche |  |  | LA | DPP-2021 | South | Phase 3 | NRIS | Thibodaux | 200 | 200 | Solar | Photovoltaic | Not Started |  | 0 | 0 | 0 | 0
J2036 | Active | 2022-04-05 |  |  | 2023-08-01 | AMEREN ILLINOIS | Cumberland |  |  | IL | DPP-2021 | Central | Phase 2 | NRIS | Hutsonville - Neoga 138 kV | 0 | 0 | Battery Storage | Battery Storage | Not Started |  | 0 | 0 | 0 | 0
J2037 | Withdrawn | 2021-07-20 | 2021-11-23 |  | 2024-10-31 | SOUTHERN MINNESOTA MUNICIPAL POWER AGENCY | Olmsted |  |  | MN | DPP-2021 | West | Phase 2 | NRIS | Byron 345 kV Substation | 200 | 200 | Solar | Photovoltaic |  |  | 0 | 0 | 0 | 0
J2038 | Withdrawn | 2021-08-26 | 2025-12-18 |  | 2024-04-15 | DUKE ENERGY INDIANA, LLC | Montgomery |  |  | IN | DPP-2021 | Central | Phase 2 | NRIS | Kokomo Webster St. - Walton 230.0kV | 300 | 300 | Wind | Wind Turbine | Not Started |  | 250 | 250 | 0 | 0
J2039 | Withdrawn | 2021-08-26 | 2024-10-08 |  | 2024-04-15 | AMEREN TRANSMISSION COMPANY OF ILLINOIS | Sangamon |  |  | IL | DPP-2021 | Central | Phase 2 | NRIS | Meredosia to Ipava 345 kV | 400 | 400 | Hybrid | Wind/Battery | Not Started |  | 0 | 0 | 0 | 0
J2040 | Withdrawn | 2021-08-03 | 2025-10-15 |  | 2024-11-01 | MIDAMERICAN ENERGY CO. | Dickinson |  |  | IA | DPP-2021 | West | Phase 2 | NRIS | Lakefield - Obrien Co 345 kV (43.497803, -95.318336) | 150 | 150 | Wind | Wind Turbine | Not Started |  | 150 | 150 | 0 | 0
J2041 | Withdrawn | 2021-08-12 | 2025-03-07 |  | 2025-09-01 | ENTERGY TEXAS, INC. | Jefferson |  |  | TX | DPP-2021 | South | Phase 3 | NRIS | Amelia North substation | 200 | 200 | Hybrid | Solar/Battery | Not Started |  | 150 | 150 | 0 | 0
J2042 | Withdrawn | 2021-11-30 | 2025-03-07 |  | 2025-01-01 | ENTERGY LOUISIANA, LLC | Morehouse |  |  | LA | DPP-2021 | South | Phase 3 | NRIS | CROSSETT NORTH - BEEKMAN 115.0kV | 0 | 0 | Battery Storage | Battery Storage | Not Started |  | 0 | 0 | 0 | 0
J2043 | Withdrawn | 2022-04-05 | 2025-12-18 |  | 2025-05-01 | AMEREN ILLINOIS | Callaway |  |  | MO | DPP-2021 | Central | Phase 2 | NRIS | Overton - McCredie 345kV | 300 | 300 | Solar | Photovoltaic | Not Started |  | 300 | 300 | 0 | 0
J2044 | Active | 2022-03-29 |  |  | 2024-09-30 | NORTHERN INDIANA PUBLIC SERVICE COMPANY LLC NIPS | Newton |  |  | IN | DPP-2021 | Central | Phase 2 | NRIS | Goodland 138 kV Substation | 100 | 100 | Solar | Photovoltaic | Not Started |  | 100 | 100 | 100 | 100
J2045 | Active | 2022-03-28 |  |  | 2024-09-30 | NORTHERN INDIANA PUBLIC SERVICE COMPANY LLC NIPS | Newton |  |  | IN | DPP-2021 | Central | Phase 2 | NRIS | Goodland 138 kV | 50 | 50 | Battery Storage | Battery Storage | Not Started |  | 50 | 50 | 50 | 50
J2046 | Withdrawn | 2021-08-16 | 2024-10-08 |  | 2024-10-30 | DUKE ENERGY INDIANA, LLC | Wabash |  |  | IN | DPP-2021 | Central | Phase 2 | NRIS | Miami Wabash - Mier 138 kV (40.723889, -85.812019) | 200 | 200 | Solar | Photovoltaic | Not Started |  | 0 | 0 | 0 | 0
J2047 | Done | 2021-08-12 |  |  | 2024-12-01 | ENTERGY MISSISSIPPI, LLC. EMTO | DeSoto |  |  | MS | DPP-2021 | South | Phase 3 | ERIS | Robinsonville 230 kV | 199 | 199 | Solar | Photovoltaic | Not Started |  | 199 | 0 | 199 | 0
J2048 | Active | 2022-03-25 |  |  | 2025-09-01 | NORTHERN INDIANA PUBLIC SERVICE COMPANY LLC NIPS | Benton |  |  | IN | DPP-2021 | Central | Phase 2 | NRIS | GOODLAND - MORRISON DITCH 138.0kV | 100 | 100 | Wind | Wind Turbine | Not Started |  | 100 | 100 | 100 | 0
J2049 | Active | 2022-03-25 |  |  | 2025-09-01 | AMEREN ILLINOIS | Shelby |  |  | IL | DPP-2021 | Central | Phase 2 | NRIS | Other_ | 200 | 200 | Wind | Wind Turbine | Not Started |  | 200 | 200 | 200 | 0
J2050 | Active | 2022-03-28 |  |  | 2024-10-01 | AMEREN MISSOURI | Macon |  |  | MO | DPP-2021 | Central | Phase 2 | NRIS | Thomas Hill-Adair-1 161kV | 208.43 | 208.43 | Solar | Photovoltaic | Not Started |  | 208.43 | 208.43 | 208.43 | 208.43
J2051 | Withdrawn | 2021-11-23 | 2023-11-10 |  | 2024-10-30 | ENTERGY ARKANSAS, LLC | Mississippi |  |  | AR | DPP-2021 | South | Phase 3 | NRIS | 161 kV line tap of DELL EAST to Blytheville | 50 | 50 | Battery Storage | Battery Storage | Not Started |  | 0 | 0 | 0 | 0
J2052 | Withdrawn | 2022-04-05 | 2025-12-18 |  | 2025-05-01 | AMEREN MISSOURI | Callaway |  |  | MO | DPP-2021 | Central | Phase 2 | NRIS | Overton - McCredie 345kV | 0 | 0 | Battery Storage | Battery Storage | Not Started |  | 0 | 0 | 0 | 0
J2053 | Active | 2021-08-17 |  |  | 2025-08-01 | GREAT RIVER ENERGY | Redwood |  |  | MN | DPP-2021 | West | Phase 2 | NRIS | Cedar Mountain - Lyon County 345.0kV | 151.47 | 151.47 | Wind | Wind Turbine | Not Started |  | 151.47 | 122 | 151.47 | 122
J2054 | Withdrawn | 2021-08-13 | 2025-10-27 |  | 2024-06-30 | ITC MIDWEST | Freeborn |  |  | MN | DPP-2021 | West | Phase 2 | NRIS | Freeborn | 67 | 67 | Wind | Wind Turbine | Not Started |  | 67 | 67 | 0 | 0
J2055 | Active | 2021-08-13 |  |  | 2025-06-30 | AMERICAN TRANSMISSION COMPANY | Sheboygan |  |  | WI | DPP-2021 | East (ATC) | Phase 3 | NRIS | Edgewater | 100 | 100 | Solar | Photovoltaic | Not Started | 2026-06-26 | 100 | 100 | 100 | 100
J2056 | Withdrawn | 2021-08-12 | 2025-03-03 |  | 2025-12-31 | METC | Lenawee |  |  | MI | DPP-2021 | East (ITC) | Phase 3 | NRIS | Morocco to Beecher 138 kV line | 200 | 200 | Hybrid | Solar/Battery | Not Started |  | 110 | 110 | 0 | 0
J2057 | Withdrawn | 2021-08-25 | 2026-03-23 |  | 2024-04-15 | METC | Montcalm |  |  | MI | DPP-2021 | East (ITC) | Phase 3 | NRIS | Nelson Road to Kenowa 345 kV line | 100 | 100 | Hybrid | Solar/Battery | Under Construction | 2029-04-15 | 100 | 100 | 100 | 100
J2058 | Withdrawn | 2021-08-24 | 2021-09-07 |  | 2024-10-01 | ITC | Monroe |  |  | MI | DPP-2021 | East (ITC) | Phase 3 | NRIS | Monroe to Wayne | 100 | 100 | Wind | Wind Turbine |  |  | 0 | 0 | 0 | 0
J2059 | Withdrawn | 2022-03-18 | 2025-12-18 |  | 2025-05-01 | DUKE ENERGY INDIANA, LLC | Tippecanoe |  |  | IN | DPP-2021 | Central | Phase 2 | NRIS | Springboro - Lafayette 138 kV | 0 | 0 | Battery Storage | Battery Storage | Not Started |  | 0 | 0 | 0 | 0
J2060 | Withdrawn | 2021-08-16 | 2025-12-18 |  | 2025-05-01 | DUKE ENERGY INDIANA, LLC | Tippecanoe |  |  | IN | DPP-2021 | Central | Phase 2 | NRIS | Springboro - Lafayette 138 kV | 170 | 170 | Solar | Photovoltaic | Not Started |  | 120 | 120 | 0 | 0
J2061 | Active | 2021-08-12 |  |  | 2024-10-30 | METC | Saginaw |  |  | MI | DPP-2021 | East (ITC) | Phase 3 | NRIS | MURPHY | 200 | 200 | Solar | Photovoltaic | Not Started | 2028-11-24 | 200 | 200 | 200 | 200
J2062 | Withdrawn | 2021-08-16 | 2023-06-05 |  | 2024-04-01 | AMERICAN TRANSMISSION COMPANY | Columbia |  |  | WI | DPP-2021 | East (ATC) | Phase 3 | NRIS | Columbia 345 kV | 100 | 100 | Solar | Photovoltaic | Not Started |  | 0 | 0 | 0 | 0
J2063 | Withdrawn | 2021-08-12 | 2025-12-18 |  | 2024-07-30 | DUKE ENERGY INDIANA, LLC | Knox |  |  | IN | DPP-2021 | Central | Phase 2 | NRIS | Wheatland 345kV Substation | 100 | 100 | Solar | Photovoltaic | Not Started |  | 100 | 100 | 0 | 0
J2064 | Active | 2021-11-08 |  |  | 2024-10-07 | METC | Jackson |  |  | MI | DPP-2021 | East (ITC) | Phase 3 | NRIS | Tompkins 138 kV | 100 | 100 | Battery Storage | Battery Storage | Not Started | 2026-11-04 | 100 | 100 | 100 | 100
J2065 | Withdrawn | 2021-07-14 | 2025-10-27 |  | 2024-11-30 | NORTHERN STATES POWER COMPANY | Pipestone |  |  | MN | DPP-2021 | West | Phase 2 | NRIS | Buffalo Ridge to Pipestone 115kV | 200 | 200 | Solar | Photovoltaic | Not Started |  | 200 | 200 | 0 | 0
J2066 | Active | 2021-08-17 |  |  | 2022-12-02 | ITC MIDWEST | Henry |  |  | IA | DPP-2021 | West | Phase 2 | NRIS | Denmark | 100 | 100 | Battery Storage | Battery Storage | Not Started |  | 100 | 100 | 100 | 100
J2067 | Withdrawn | 2021-09-14 | 2021-10-12 |  | 2024-09-01 | GREAT RIVER ENERGY | Clay |  |  | MN | DPP-2021 | West | Phase 2 | NRIS | Tamarac | 39.4 | 39.4 | Wind | Wind Turbine |  |  | 0 | 0 | 0 | 0
J2068 | Withdrawn | 2021-07-19 | 2026-05-20 |  | 2024-11-30 | NORTHERN STATES POWER COMPANY | Pierce |  |  | WI | DPP-2021 | West | Phase 2 | NRIS | Herbert 69 kV Substation | 75 | 75 | Solar | Photovoltaic | Not Started |  | 75 | 75 | 75 | 75
J2069 | Active | 2021-11-30 |  |  | 2024-09-01 | ITC | Montcalm |  |  | MI | DPP-2021 | East (ITC) | Phase 3 | NRIS | EUREKA - VESTABURG 138.0kV | 100 | 100 | Hybrid | Solar/Battery | Not Started | 2027-06-07 | 100 | 100 | 100 | 100
J2070 | Withdrawn | 2021-10-18 | 2025-10-27 |  | 2024-09-30 | NORTHERN STATES POWER COMPANY | St. Croix |  |  | WI | DPP-2021 | West | Phase 2 | NRIS | Three Lakes - Pine Lake 115 kV | 100 | 100 | Solar | Photovoltaic | Not Started |  | 100 | 100 | 0 | 0
J2071 | Done | 2021-09-14 |  |  | 2024-10-31 | ENTERGY TEXAS, INC. ETTO | Hardin |  |  | TX | DPP-2021 | South | Phase 3 | NRIS | RYE CO - CYPRESS 138.0kV | 198 | 198 | Solar | Photovoltaic | Not Started | 2028-12-01 | 198 | 0 | 198 | 0
J2072 | Withdrawn | 2021-08-23 | 2025-03-07 |  | 2024-10-30 | ENTERGY ARKANSAS, LLC | Grant |  |  | AR | DPP-2021 | South | Phase 3 | NRIS | Woodward 115kV - H.S. EHV 115 kV | 100 | 100 | Hybrid | Solar/Battery | Not Started |  | 100 | 100 | 0 | 0
J2073 | Withdrawn | 2021-11-29 | 2025-12-18 |  | 2024-10-15 | BIG RIVERS ELECTRIC CORPORATION | Ohio |  |  | KY | DPP-2021 | Central | Phase 2 | NRIS | 345 kV Wilson Substation | 91.53 | 91.53 | Hybrid | Solar/Battery | Not Started |  | 91.53 | 91.53 | 0 | 0
J2074 | Withdrawn | 2021-10-18 | 2024-10-01 |  | 2024-09-30 | AMERICAN TRANSMISSION COMPANY | Outagamie |  |  | WI | DPP-2021 | East (ATC) | Phase 3 | NRIS | Werner West 138 kV | 100 | 100 | Battery Storage | Battery Storage | Not Started |  | 75 | 75 | 0 | 0
J2075 | Done | 2021-08-27 |  |  | 2024-10-04 | ENTERGY TEXAS, INC. ETTO | Liberty |  |  | TX | DPP-2021 | South | Phase 3 | NRIS | China (Bus# 334204) to Sheco Batiste Creek (Bus# 334240) | 200 | 200 | Solar | Photovoltaic | Not Started | 2028-05-30 | 200 | 200 | 200 | 0
J2076 | Withdrawn | 2021-08-09 | 2021-12-09 |  | 2024-08-01 | ENTERGY TEXAS, INC. | San Jacinto |  |  | TX | DPP-2021 | South | Phase 3 | NRIS | COLEY CREEK to PELICAN ROAD 138 kV | 225 | 225 | Hybrid | Solar/Battery |  |  | 0 | 0 | 0 | 0
J2077 | Withdrawn | 2021-12-10 | 2023-10-25 |  | 2024-04-30 | ENTERGY LOUISIANA, LLC | Livingston |  |  | LA | DPP-2021 | South | Phase 3 | NRIS | Independence (6INDEPD) | 150 | 150 | Solar | Photovoltaic | Not Started |  | 0 | 0 | 0 | 0
J2078 | Active | 2021-08-13 |  |  | 2025-06-30 | ITC MIDWEST | Story |  |  | IA | DPP-2021 | West | Phase 2 | NRIS | Fernald | 200 | 200 | Solar | Photovoltaic | Not Started |  | 200 | 200 | 200 | 200
J2079 | Withdrawn | 2021-08-06 | 2025-10-27 |  | 2024-10-31 | ITC MIDWEST | Hancock |  |  | IA | DPP-2021 | West | Phase 2 | NRIS-Only | Lime Creek 161 kV | 150 | 150 | Wind | Wind Turbine | Not Started |  | 0 | 150 | 0 | 0
J2080 | Withdrawn | 2021-08-12 | 2026-06-04 |  | 2024-05-01 | MINNESOTA POWER INC. | Oliver |  |  | ND | DPP-2021 | West | Phase 2 | ERIS | Square Butte 230 kV Substation East | 200 | 200 | Wind | Wind Turbine | Not Started |  | 200 | 200 | 200 | 0
J2081 | Withdrawn | 2021-08-25 | 2025-12-09 |  | 2024-10-01 | ENTERGY ARKANSAS, LLC | Mississippi |  |  | AR | DPP-2021 | South | Phase 3 | NRIS | Sans Souci 500kV | 20 | 20 | Coal | Steam Turbine (including Nuclear, Geothermal and Solar Steam) | Not Started | 2027-10-01 | 15 | 15 | 15 | 15
J2082 | Withdrawn | 2021-09-02 | 2025-03-07 |  | 2024-10-04 | CLECO POWER LLC | Rapides |  |  | LA | DPP-2021 | South | Phase 3 | NRIS | Shady Oaks (Bus# 500780) to Coughlin (Bus# 500230) | 50 | 50 | Solar | Photovoltaic | Not Started |  | 50 | 50 | 0 | 0
J2083 | Withdrawn | 2021-12-21 | 2023-11-10 |  | 2024-10-31 | CLECO POWER LLC | Allen |  |  | LA | DPP-2021 | South | Phase 3 | NRIS | Caney | 200 | 200 | Solar | Photovoltaic | Not Started |  | 0 | 0 | 0 | 0
J2084 | Withdrawn | 2021-11-01 | 2025-10-27 |  | 2024-11-01 | MONTANA-DAKOTA UTILITIES CO. | Emmons |  |  | ND | DPP-2021 | West | Phase 2 | NRIS | Linton NW (not in power flow case yet) | 45 | 45 | Solar | Photovoltaic | Not Started |  | 45 | 45 | 0 | 0
J2085 | Withdrawn | 2021-11-01 | 2025-10-27 |  | 2024-11-01 | MONTANA-DAKOTA UTILITIES CO. | Emmons |  |  | ND | DPP-2021 | West | Phase 2 | NRIS | Linton NW 115 kV (radial to Wishek 115 kV) | 40 | 40 | Solar | Photovoltaic | Not Started |  | 40 | 40 | 0 | 0
J2086 | Withdrawn | 2021-08-09 | 2025-10-27 |  | 2025-03-31 | OTTER TAIL POWER COMPANY | Barnes |  |  | ND | DPP-2021 | West | Phase 2 | NRIS | Buffalo 345 kV | 500 | 500 | Solar | Photovoltaic | Not Started |  | 500 | 500 | 0 | 0
J2087 | Active | 2025-08-19 |  |  | 2024-11-30 | NORTHERN STATES POWER COMPANY | Renville |  |  | MN | DPP-2021 | West | Phase 2 | NRIS | FRANKLIN | 125 | 125 | Solar | Photovoltaic | Not Started |  | 125 | 125 | 125 | 125
J2088 | Done | 2022-07-13 |  |  | 2024-10-31 | ENTERGY ARKANSAS, LLC EATO | Lee |  |  | AR | DPP-2021 | South | Phase 3 | NRIS | WEST MEMPHIS EHV - KEO EHV 500 kV (854.0) | 400 | 400 | Solar | Photovoltaic | Not Started | 2027-10-31 | 400 | 400 | 400 | 0
J2089 | Done | 2021-11-23 |  |  | 2024-10-31 | ENTERGY ARKANSAS, LLC EATO | Mississippi |  |  | AR | DPP-2021 | South | Phase 3 | NRIS | Line tap DELL to Manilla AECC 161 kV | 200 | 200 | Solar | Photovoltaic | Not Started | 2027-12-31 | 200 | 200 | 200 | 0
J2090 | Withdrawn | 2022-07-13 | 2023-11-07 |  | 2026-10-31 | ENTERGY ARKANSAS, LLC | Crittenden |  |  | AR | DPP-2021 | South | Phase 3 | NRIS | 161 kV Parkin to Kuhn RoadLine Tap | 300 | 300 | Solar | Photovoltaic | Not Started |  | 0 | 0 | 0 | 0
J2091 | Done | 2022-01-11 |  |  | 2025-02-22 | ENTERGY MISSISSIPPI, LLC. EMTO | DeSoto |  |  | MS | DPP-2021 | South | Phase 3 | NRIS | TWINKLETOWN 230 KV | 250 | 250 | Battery Storage | Battery Storage | Not Started |  | 250 | 250 | 250 | 130
J2092 | Withdrawn | 2021-08-12 | 2023-10-10 |  | 2025-10-31 | GREAT RIVER ENERGY | Wright |  |  | MN | DPP-2021 | West | Phase 2 | NRIS | Dickinson Sub | 100 | 100 | Wind | Wind Turbine | Not Started |  | 0 | 0 | 0 | 0
J2093 | Withdrawn | 2021-12-21 | 2025-03-07 |  | 2024-10-31 | ENTERGY ARKANSAS, LLC | Crittenden |  |  | AR | DPP-2021 | South | Phase 3 | NRIS | West Memphis to Hughes 161 kV Line Tap | 144 | 144 | Solar | Photovoltaic | Not Started |  | 144 | 0 | 0 | 0
J2094 | Withdrawn | 2021-08-03 | 2023-10-10 |  | 2022-11-30 | OTTER TAIL POWER COMPANY | Sargent |  |  | ND | DPP-2021 | West | Phase 2 | NRIS | Forman 230 kV Substation | 100 | 100 | Battery Storage | Battery Storage | Not Started |  | 0 | 0 | 0 | 0
J2095 | Withdrawn | 2021-08-26 | 2023-10-10 |  | 2024-04-15 | ITC MIDWEST | Tama |  |  | IA | DPP-2021 | West | Phase 2 | NRIS | Belle Plaine Junction to Toledo Transmission | 212 | 212 | Battery Storage | Battery Storage | Not Started |  | 0 | 0 | 0 | 0
J2096 | Withdrawn | 2021-08-16 | 2021-12-09 |  | 2024-10-31 | ENTERGY LOUISIANA, LLC | Terrebonne |  |  | LA | DPP-2021 | South | Phase 3 | ERIS | Schriever 230 kV Substation | 180 | 180 | Solar | Photovoltaic |  |  | 0 | 0 | 0 | 0
J2097 | Active | 2021-08-25 |  |  | 2025-05-01 | MINNESOTA POWER INC. | Morton |  |  | ND | DPP-2021 | West | Phase 2 | NRIS | Tri-County 230 kV Substation | 100 | 100 | Wind | Wind Turbine | Not Started |  | 100 | 100 | 100 | 100
J2098 | Active | 2021-08-22 |  |  | 2025-03-31 | METC | Calhoun |  |  | MI | DPP-2021 | East (ITC) | Phase 3 | NRIS | BATTLE CREEK - ONEIDA 345.0kV | 309 | 309 | Solar | Photovoltaic | Not Started | 2026-01-31 | 309 | 309 | 309 | 309
J2099 | Active | 2022-06-22 |  |  | 2024-10-01 | AMERICAN TRANSMISSION COMPANY | Portage |  |  | WI | DPP-2021 | East (ATC) | Phase 3 | NRIS | Rocky Run to Werner West 345 kV | 399.04 | 399.04 | Solar | Photovoltaic | Not Started | 2028-02-15 | 399.03 | 399.03 | 399.03 | 195.79
J2100 | Active | 2021-08-13 |  |  | 2024-09-30 | METC | Van Buren |  |  | MI | DPP-2021 | East (ITC) | Phase 3 | NRIS | ARGENTA - PALISADES 345.0kV | 250 | 250 | Battery Storage | Battery Storage | Not Started | 2029-07-12 | 250 | 250 | 250 | 250
J2101 | Withdrawn | 2021-08-06 | 2025-10-27 |  | 2024-10-30 | MONTANA-DAKOTA UTILITIES CO. | Morton |  |  | ND | DPP-2021 | West | Phase 2 | NRIS | Mandan 230 kV | 100 | 100 | Battery Storage | Battery Storage | Not Started |  | 100 | 100 | 0 | 0
J2102 | Withdrawn | 2021-08-17 | 2025-10-27 |  | 2024-10-30 | DAIRYLAND POWER COOPERATIVE | Buffalo |  |  | WI | DPP-2021 | West | Phase 2 | NRIS | Alma | 150 | 150 | Battery Storage | Battery Storage | Not Started |  | 150 | 150 | 0 | 0
J2103 | Withdrawn | 2021-09-01 | 2021-12-03 |  | 2024-10-04 | ENTERGY TEXAS, INC. | Jasper |  |  | TX | DPP-2021 | South | Phase 3 | NRIS | Buna SW to Call Transmission Line | 100 | 100 | Solar | Photovoltaic |  |  | 0 | 0 | 0 | 0
J2104 | Active | 2025-09-17 |  |  | 2024-09-01 | NORTHERN STATES POWER COMPANY | Murray |  |  | MN | DPP-2021 | West | Phase 2 | NRIS | Cedar Mountain - Lyon County 345.0kV | 230 | 230 | Wind | Wind Turbine | Not Started |  | 230 | 230 | 230 | 230
J2105 | Withdrawn | 2021-08-26 | 2023-10-10 |  | 2024-04-15 | ITC MIDWEST | Franklin |  |  | IA | DPP-2021 | West | Phase 2 | NRIS | Killdeer 345 kV Substation | 200 | 200 | Battery Storage | Battery Storage | Not Started |  | 0 | 0 | 0 | 0
J2106 | Withdrawn | 2021-08-03 | 2025-10-27 |  | 2024-10-31 | ITC MIDWEST | Story |  |  | IA | DPP-2021 | West | Phase 2 | NRIS-Only | Story County 161 kV | 150 | 150 | Wind | Wind Turbine | Not Started |  | 0 | 150 | 0 | 0
J2107 | Active | 2022-06-22 |  |  | 2024-10-01 | AMERICAN TRANSMISSION COMPANY | Portage |  |  | WI | DPP-2021 | East (ATC) | Phase 3 | NRIS | Rocky Run to Werner West 345 kV line | 399.04 | 399.04 | Solar | Photovoltaic | Not Started | 2028-02-15 | 399.03 | 399.03 | 399.03 | 195.79
J2108 | Withdrawn | 2021-08-09 | 2023-10-10 |  | 2024-11-01 | MIDAMERICAN ENERGY CO. | Johnson |  |  | IA | DPP-2021 | West | Phase 2 | NRIS | IC ENRON - SUB JIC 161 kV | 150 | 150 | Solar | Photovoltaic | Not Started |  | 0 | 0 | 0 | 0
J2109 | Withdrawn | 2021-08-25 | 2023-10-25 |  | 2025-10-01 | ENTERGY LOUISIANA, LLC | St. James |  |  | LA | DPP-2021 | South | Phase 3 | NRIS | Vacherie 230 kV | 25 | 25 | Battery Storage | Battery Storage | Not Started |  | 0 | 0 | 0 | 0
J2110 | Withdrawn | 2021-08-25 | 2021-12-09 |  | 2025-09-16 | ENTERGY ARKANSAS, LLC | Crittenden |  |  | AR | DPP-2021 | South | Phase 3 | ERIS | Gilmore 161kV | 100 | 100 | Solar | Photovoltaic |  |  | 0 | 0 | 0 | 0
J2111 | Withdrawn | 2021-08-25 | 2021-12-09 |  | 2025-09-16 | ENTERGY ARKANSAS, LLC | Crittenden |  |  | AR | DPP-2021 | South | Phase 3 | ERIS | Marion to Marked Tree 161kV | 100 | 100 | Solar | Photovoltaic |  |  | 0 | 0 | 0 | 0
J2112 | Withdrawn | 2021-12-01 | 2025-03-07 |  | 2024-08-01 | ENTERGY TEXAS, INC. | Hardin |  |  | TX | DPP-2021 | South | Phase 3 | NRIS | Warren to Kountze 138 kV | 115 | 115 | Solar | Photovoltaic | Not Started |  | 115 | 0 | 0 | 0
J2113 | Withdrawn | 2021-08-12 | 2025-12-18 |  | 2024-10-30 | BIG RIVERS ELECTRIC CORPORATION | Daviess |  |  | KY | DPP-2021 | Central | Phase 2 | NRIS | Reid - Daviess Co 161 kV | 200 | 200 | Solar | Photovoltaic | Not Started |  | 200 | 0 | 0 | 0
J2114 | Withdrawn | 2021-12-01 | 2025-03-07 |  | 2024-08-01 | ENTERGY TEXAS, INC. | Tyler |  |  | TX | DPP-2021 | South | Phase 3 | NRIS | DOUCETTE to DEER 138 kV | 140 | 140 | Hybrid | Solar/Battery | Not Started |  | 140 | 0 | 0 | 0
J2115 | Withdrawn | 2021-08-20 | 2025-12-18 |  | 2024-09-16 | AMEREN ILLINOIS | Macon |  |  | IL | DPP-2021 | Central | Phase 2 | NRIS | Faraday 138kV | 98.3 | 98.3 | Wind | Wind Turbine | Not Started |  | 98.3 | 98.3 | 0 | 0
J2116 | Active | 2023-12-08 |  |  | 2022-09-01 | GREAT RIVER ENERGY | Cook |  |  | MN | DPP-2021 | West | Phase 2 | NRIS | COVIL | 18 | 18 | Diesel | Piston (Engine), Internal Combustion (Diesel) | Not Started |  | 0 | 18 | 18 | 18
J2117 | Withdrawn | 2022-04-05 | 2025-05-05 |  | 2023-08-01 | AMERICAN TRANSMISSION COMPANY | Wood |  |  | WI | DPP-2021 | East (ATC) | Phase 3 | NRIS | Saratoga - Badger West 138.0kV | 0 | 0 | Battery Storage | Battery Storage | Not Started |  | 0 | 0 | 0 | 0
J2118 | Withdrawn | 2021-09-29 | 2023-09-06 |  | 2025-10-01 | METC | Monroe |  |  | MI | DPP-2021 | East (ITC) | Phase 3 | NRIS | Whiting - Morocco 138kV | 125 | 125 | Hybrid | Solar/Battery | Not Started |  | 0 | 0 | 0 | 0
J2119 | Withdrawn | 2022-01-18 | 2025-03-03 |  | 2025-11-30 | ITC | Hillsdale |  |  | MI | DPP-2021 | East (ITC) | Phase 3 | NRIS | Other_ | 50 | 50 | Solar | Solar/Battery | Not Started |  | 30 | 12.6 | 0 | 0
J2120 | Active | 2021-08-04 |  |  | 2025-06-30 | ITC MIDWEST | Linn |  |  | IA | DPP-2021 | West | Phase 2 | NRIS | Fairfax | 100 | 100 | Battery Storage | Battery Storage | Not Started |  | 100 | 100 | 100 | 100
J2121 | Withdrawn | 2021-08-06 | 2024-10-08 |  | 2024-10-30 | AMEREN MISSOURI | Callaway |  |  | MO | DPP-2021 | Central | Phase 2 | NRIS | McCredie - Overton 345 kV | 100 | 100 | Solar | Photovoltaic | Not Started |  | 0 | 0 | 0 | 0
J2122 | Withdrawn | 2021-08-04 | 2026-06-22 |  | 2024-06-30 | ITC MIDWEST | Franklin |  |  | IA | DPP-2021 | West | Phase 2 | NRIS | Nuthatch Switching Substation | 33 | 33 | Wind | Wind Turbine | Not Started |  | 33 | 33 | 33 | 33
J2123 | Withdrawn | 2021-09-01 | 2025-12-18 |  | 2024-08-01 | SOUTHERN INDIANA GAS & ELECTRIC COMPANY D/B/A CENTERPOINT ENERGY INDIANA SOUTH | Dubois |  |  | IN | DPP-2021 | Central | Phase 2 | NRIS | Duff 138KV | 50 | 50 | Battery Storage | Battery Storage | Not Started |  | 50 | 50 | 0 | 0
J2124 | Active | 2021-08-06 |  |  | 2022-12-02 | AMEREN TRANSMISSION COMPANY OF ILLINOIS | Champaign |  |  | IL | DPP-2021 | Central | Phase 2 | NRIS | Rising | 100 | 100 | Battery Storage | Battery Storage | Not Started |  | 100 | 100 | 100 | 100
J2125 | Withdrawn | 2021-08-21 | 2024-08-16 |  | 2024-04-15 | AMEREN TRANSMISSION COMPANY OF ILLINOIS | Clay |  |  | IL | DPP-2021 | Central | Phase 2 | NRIS | Xenia to W Mt Vernon 345 kV | 100 | 100 | Solar | Photovoltaic |  |  | 0 | 0 | 0 | 0
J2126 | Withdrawn | 2021-08-25 | 2024-08-16 |  | 2024-04-15 | ENTERGY ARKANSAS, LLC | Lonoke |  |  | AR | DPP-2021 | South | Phase 3 | NRIS | Garner SS to Seracy Price 115kV line | 100 | 100 | Hybrid | Solar/Battery |  |  | 0 | 0 | 0 | 0
J2127 | Done | 2021-08-23 |  |  | 2024-04-15 | COOPERATIVE ENERGY SMEP | Jefferson Davis |  |  | MS | DPP-2021 | South | Phase 3 | NRIS | Silver Creek 115kV | 172.5 | 172.5 | Hybrid | Solar/Battery | Not Started | 2027-07-01 | 172.5 | 172.5 | 172.5 | 0
J2128 | Active | 2021-08-13 |  |  | 2024-08-31 | AMEREN ILLINOIS | Coles |  |  | IL | DPP-2021 | Central | Phase 2 | ERIS | 7ARLAND - 7FARADAY 345.0kV | 300 | 300 | Hybrid | Wind/Battery | Not Started | 2026-12-01 | 300 | 300 | 300 | 0
J2129 | Active | 2021-08-26 |  |  | 2024-04-15 | WOLVERINE POWER SUPPLY COOPERATIVE | Barry |  |  | MI | DPP-2021 | East (ITC) | Phase 3 | NRIS | Bradley 138 kV Substation | 150 | 150 | Hybrid | Solar/Battery | Not Started | 2028-04-15 | 150 | 150 | 150 | 150
J2130 | Withdrawn | 2022-03-25 | 2024-10-08 |  | 2024-04-15 | DUKE ENERGY INDIANA, LLC | Vermillion |  |  | IN | DPP-2021 | Central | Phase 2 | NRIS | Clinton 230kV | 180 | 180 | Solar | Photovoltaic | Not Started |  | 0 | 0 | 0 | 0
J2131 | Active | 2021-08-16 |  |  | 2027-04-15 | AMEREN ILLINOIS | Jasper |  |  | IL | DPP-2021 | Central | Phase 2 | NRIS | 7CASEY - 7NEWTON 345.0kV | 150 | 150 | Solar | Photovoltaic | Not Started |  | 150 | 150 | 150 | 150
J2132 | Withdrawn | 2022-10-31 | 2024-08-16 |  | 2024-04-15 | DUKE ENERGY INDIANA, LLC | Vermillion |  |  | IN | DPP-2021 | Central | Phase 2 | NRIS | Cayuga 230 kV | 300 | 300 | Wind | Wind Turbine | Not Started |  | 0 | 0 | 0 | 0
J2133 | Done | 2021-08-26 |  |  | 2024-04-15 | ENTERGY ARKANSAS, LLC EATO | White |  |  | AR | DPP-2021 | South | Phase 3 | NRIS | Garner 115 kV Substation | 100 | 100 | Hybrid | Solar/Battery | Not Started |  | 100 | 100 | 100 | 0
J2134 | Withdrawn | 2021-11-30 | 2026-01-13 |  | 2024-10-31 | ENTERGY ARKANSAS, LLC | Grant |  |  | AR | DPP-2021 | South | Phase 3 | NRIS | WHITE BLUFF EHV - WRIGHTSVILLE 115.0kV | 200 | 200 | Solar | Photovoltaic | Not Started |  | 195 | 195 | 195 | 0
J2135 | Withdrawn | 2021-08-11 | 2025-03-07 |  | 2024-11-30 | CLECO POWER LLC | Evangeline |  |  | LA | DPP-2021 | South | Phase 3 | NRIS | Ville Platte - West Fork 230kV | 200 | 200 | Solar | Photovoltaic | Not Started |  | 200 | 0 | 0 | 0
J2136 | Active | 2022-03-23 |  |  | 2024-09-01 | AMEREN ILLINOIS | Iroquois |  |  | IL | DPP-2021 | Central | Phase 2 | NRIS | Gilman South | 190.9 | 190.9 | Solar | Photovoltaic | Not Started |  | 190.9 | 190.9 | 190.9 | 190.9
J2137 | Withdrawn | 2021-10-26 | 2021-12-08 |  | 2024-10-15 | BIG RIVERS ELECTRIC CORPORATION | Ohio |  |  | KY | DPP-2021 | Central | Phase 2 | NRIS | 345 kV Wilson Substation | 78.23 | 78.23 | Hybrid | Solar/Battery |  |  | 0 | 0 | 0 | 0
J2138 | Withdrawn | 2021-09-14 | 2025-03-07 |  | 2024-10-31 | ENTERGY TEXAS, INC. | Hardin |  |  | TX | DPP-2021 | South | Phase 3 | NRIS | Rye Co - Cypress 138kV | 0 | 0 | Battery Storage | Battery Storage | Not Started |  | 0 | 0 | 0 | 0
J2139 | Active | 2021-09-02 |  |  | 2024-09-01 | ITC | Livingston |  |  | MI | DPP-2021 | East (ITC) | Phase 3 | NRIS | BLACKFOOT - MADRID 345.0kV | 250 | 250 | Hybrid | Solar/Battery | Not Started | 2029-01-26 | 250 | 250 | 250 | 250
J2140 | Withdrawn | 2021-09-14 | 2023-10-25 |  | 2024-10-31 | ENTERGY ARKANSAS, LLC | Monroe |  |  | AR | DPP-2021 | South | Phase 3 | NRIS | Brinkley East to Clarendon 115 kV | 0 | 0 | Battery Storage | Battery Storage | Not Started |  | 0 | 0 | 0 | 0
J2141 | Withdrawn | 2021-09-14 | 2023-10-25 |  | 2024-10-31 | ENTERGY ARKANSAS, LLC | Monroe |  |  | AR | DPP-2021 | South | Phase 3 | NRIS | Brinkley East to Clarendon 115 kV | 100 | 100 | Solar | Photovoltaic | Not Started |  | 0 | 0 | 0 | 0
J2142 | Pending Transfer | 2021-11-03 |  |  | 2024-08-01 | AMEREN MISSOURI | Adair |  |  | MO | DPP-2021 | Central | Phase 2 | NRIS | Maywood - Zachary 345 kV line | 150 | 150 | Hybrid | Solar/Battery | Not Started |  | 150 | 150 | 150 | 150
J2143 | Done | 2021-10-15 |  |  | 2025-02-15 | ENTERGY ARKANSAS, LLC EATO | Chicot |  |  | AR | DPP-2021 | South | Phase 3 | NRIS | Lake Village Bagby 115 KV | 250 | 250 | Solar | Photovoltaic | Not Started | 2027-03-01 | 250 | 0 | 250 | 0
J2144 | Withdrawn | 2021-09-02 | 2021-12-08 |  | 2024-10-01 | NORTHERN INDIANA PUBLIC SERVICE COMPANY LLC | Jasper |  |  | IN | DPP-2021 | Central | Phase 2 | NRIS | Schahfer 345 kV Sub | 155.2 | 195 | Hybrid | Combustion Turbine (Simple Cycle) |  |  | 0 | 0 | 0 | 0
J2145 | Withdrawn | 2021-11-29 | 2025-12-18 |  | 2024-10-15 | BIG RIVERS ELECTRIC CORPORATION | Ohio |  |  | KY | DPP-2021 | Central | Phase 2 | NRIS | Wilson EHV | 50 | 50 | Hybrid | Solar/Battery | Not Started |  | 50 | 50 | 0 | 0
J2146 | Withdrawn | 2021-11-30 | 2025-12-18 |  | 2024-11-30 | BIG RIVERS ELECTRIC CORPORATION | Hopkins |  |  | KY | DPP-2021 | Central | Phase 2 | NRIS | Hopkins County 161kV Substation | 45 | 45 | Solar | Photovoltaic | Not Started |  | 45 | 0 | 0 | 0
J2147 | Withdrawn | 2021-11-24 | 2024-10-08 |  | 2024-11-30 | BIG RIVERS ELECTRIC CORPORATION | Daviess |  |  | KY | DPP-2021 | Central | Phase 2 | NRIS | Daviess County - Utica 69kV | 56 | 56 | Solar | Photovoltaic | Not Started |  | 0 | 0 | 0 | 0
J2148 | Withdrawn | 2021-10-18 | 2025-11-12 |  | 2028-12-31 | AMERICAN TRANSMISSION COMPANY | Outagamie |  |  | WI | DPP-2021 | East (ATC) | Phase 3 | NRIS | Werner West 138 kV | 200 | 200 | Solar | Photovoltaic | Not Started |  | 150 | 150 | 150 | 150
J2149 | Withdrawn | 2021-11-30 | 2026-01-13 |  | 2024-10-31 | ENTERGY ARKANSAS, LLC | Saline |  |  | AR | DPP-2021 | South | Phase 3 | NRIS | WHITE BLUFF EHV - HENSLEY 115.0kV | 240 | 240 | Solar | Photovoltaic | Not Started |  | 112 | 112 | 112 | 0
J2150 | Withdrawn | 2022-03-28 | 2024-10-08 |  | 2024-09-30 | DUKE ENERGY INDIANA, LLC | Jefferson |  |  | IN | DPP-2021 | Central | Phase 2 | NRIS | Madison 138 kV | 100 | 100 | Solar | Photovoltaic | Not Started |  | 0 | 0 | 0 | 0
J2151 | Active | 2021-08-12 |  |  | 2025-08-01 | AMEREN ILLINOIS | Saline |  |  | IL | DPP-2021 | Central | Phase 2 | NRIS | Muddy to West Frankfort 138 kV line | 150 | 150 | Hybrid | Solar/Battery | Not Started |  | 150 | 150 | 135 | 135
J2152 | Done | 2023-11-30 |  |  | 2025-09-01 | ENTERGY LOUISIANA, LLC ELTO | Tangipahoa |  |  | LA | DPP-2021 | South | Phase 3 | ERIS | INDEPENDENCE [LA] - HAMMOND 230.0kV | 120 | 120 | Hybrid | Solar/Battery | Not Started |  | 120 | 0 | 120 | 0
J2153 | Done | 2021-08-11 |  |  | 2025-09-01 | ENTERGY ARKANSAS, LLC EATO | Ashley |  |  | AR | DPP-2021 | South | Phase 3 | NRIS | Ashley Switchyard | 200 | 200 | Hybrid | Solar/Battery | Not Started | 2027-04-30 | 145 | 0 | 134 | 0
J2154 | Withdrawn | 2021-08-12 | 2025-03-07 |  | 2024-10-01 | ENTERGY LOUISIANA, LLC | Calcasieu |  |  | LA | DPP-2021 | South | Phase 3 | ERIS | Carlyss - Nelson 230kV | 150 | 150 | Hybrid | Solar/Battery | Not Started |  | 150 | 0 | 0 | 0
J2155 | Active | 2022-03-28 |  |  | 2024-05-31 | AMEREN MISSOURI | New Madrid |  |  | MO | DPP-2021 | Central | Phase 2 | NRIS | Other_ | 150 | 150 | Solar | Photovoltaic | Not Started |  | 150 | 150 | 150 | 150
J2156 | Active | 2022-06-28 |  |  | 2024-05-31 | AMEREN ILLINOIS | Johnson |  |  | IL | DPP-2021 | Central | Phase 2 | NRIS | Massac - Jordan 345kV | 150 | 150 | Solar | Photovoltaic | Not Started |  | 150 | 150 | 150 | 150
J2157 | Active | 2021-08-25 |  |  | 2025-05-01 | MINNESOTA POWER INC. | Morton |  |  | ND | DPP-2021 | West | Phase 2 | NRIS | Tri-County 230 kV Substation | 100 | 100 | Wind | Wind Turbine | Not Started |  | 100 | 100 | 100 | 100
J2158 | Withdrawn | 2021-08-24 | 2025-12-18 |  | 2024-08-31 | AMEREN ILLINOIS | Clark |  |  | IL | DPP-2021 | Central | Phase 2 | NRIS | Hutsonville - Neoga 138KV | 50 | 50 | Solar | Photovoltaic | Not Started |  | 50 | 50 | 0 | 0
J2159 | Pending Transfer | 2021-08-24 |  |  | 2024-08-31 | AMEREN ILLINOIS | Clark |  |  | IL | DPP-2021 | Central | Phase 2 | NRIS | Hutsonville - Neoga 138KV | 50 | 50 | Battery Storage | Battery Storage | Not Started |  | 50 | 50 | 50 | 40
J2160 | Withdrawn | 2021-09-01 | 2025-12-18 |  | 2024-08-01 | DUKE ENERGY INDIANA, LLC | Bartholomew |  |  | IN | DPP-2021 | Central | Phase 2 | NRIS | Gallagher to Columbus 230KV | 50 | 50 | Battery Storage | Battery Storage | Not Started |  | 50 | 50 | 0 | 0
J2161 | Withdrawn | 2021-08-31 | 2025-12-18 |  | 2024-08-31 | AMEREN TRANSMISSION COMPANY OF ILLINOIS | Fulton |  |  | IL | DPP-2021 | Central | Phase 2 | NRIS | Ipava 138KV | 50 | 50 | Battery Storage | Battery Storage | Not Started |  | 50 | 50 | 0 | 0
J2162 | Withdrawn | 2021-08-13 | 2025-03-07 |  | 2024-08-31 | ENTERGY MISSISSIPPI, LLC. | Leflore |  |  | MS | DPP-2021 | South | Phase 3 | NRIS | Itta Benna - Moorhead 115KV | 100 | 100 | Solar | Photovoltaic | Not Started |  | 100 | 100 | 0 | 0
J2163 | Withdrawn | 2022-07-13 | 2025-03-07 |  | 2024-10-31 | ENTERGY LOUISIANA, LLC | Calcasieu |  |  | LA | DPP-2021 | South | Phase 3 | NRIS | 230 kV: Penton Road to Roy S Nelson 230 kV | 200 | 200 | Solar | Photovoltaic | Not Started |  | 200 | 200 | 0 | 0
J2164 | Withdrawn | 2021-08-12 | 2025-12-18 |  | 2024-10-30 | INDIANAPOLIS POWER & LIGHT COMPANY | Pike |  |  | IN | DPP-2021 | Central | Phase 2 | NRIS | Petersburg 345 kV | 250 | 250 | Solar | Photovoltaic | Not Started |  | 250 | 0 | 0 | 0
J2165 | Done | 2021-11-03 |  |  | 2023-11-01 | ENTERGY TEXAS, INC. ETTO | Liberty |  |  | TX | DPP-2021 | South | Phase 3 | ERIS | JACINTO - SHECO BATISTE CREEK 230.0kV | 145 | 145 | Solar | Photovoltaic | Not Started | 2027-10-01 | 145 | 0 | 145 | 0
J2166 | Withdrawn | 2021-08-17 | 2021-12-09 |  | 2025-04-01 | MIDAMERICAN ENERGY CO. | Taylor |  |  | IA | DPP-2021 | West | Phase 2 | NRIS | Clarinda - Braddyville 161 kV line | 200 | 200 | Solar | Photovoltaic | Not Started |  | 0 | 0 | 0 | 0
J2167 | Withdrawn | 2021-11-03 | 2023-10-25 |  | 2023-10-31 | ENTERGY LOUISIANA, LLC | Calcasieu |  |  | LA | DPP-2021 | South | Phase 3 | NRIS | Chalkley - Solac 230kV | 198 | 198 | Solar | Photovoltaic | Not Started |  | 0 | 0 | 0 | 0
J2168 | Withdrawn | 2021-08-13 | 2023-10-25 |  | 2024-12-31 | ENTERGY TEXAS, INC. | Jefferson |  |  | TX | DPP-2021 | South | Phase 3 | NRIS | China Substation | 693 | 693 | Solar | Photovoltaic | Not Started |  | 0 | 0 | 0 | 0
J2169 | Withdrawn | 2021-08-17 | 2025-03-07 |  | 2023-10-31 | CLECO POWER LLC | Beauregard |  |  | LA | DPP-2021 | South | Phase 3 | NRIS | Deridder - Centennial 138-kV | 98.9 | 98.9 | Solar | Photovoltaic | Not Started |  | 99 | 99 | 0 | 0
J2170 | Pending Transfer | 2022-04-05 |  |  | 2024-01-01 | AMEREN ILLINOIS | Clark |  |  | IL | DPP-2021 | Central | Phase 2 | NRIS | Snyder 345 kV (J1180/J1475 POI) | 150 | 150 | Battery Storage | Battery Storage | Not Started |  | 150 | 150 | 150 | 150
J2171 | Active | 2022-03-25 |  |  | 2024-05-01 | AMEREN ILLINOIS | Perry |  |  | IL | DPP-2021 | Central | Phase 2 | NRIS | Aster to Commodore | 500 | 500 | Solar | Solar/Wind | Not Started |  | 500 | 500 | 500 | 500
J2172 | Withdrawn | 2022-03-28 | 2025-12-18 |  | 2025-11-30 | AMEREN ILLINOIS | McDonough |  |  | IL | DPP-2021 | Central | Phase 2 | NRIS | Macomb Northeast | 100 | 100 | Hybrid | Solar/Battery | Not Started |  | 75 | 75 | 0 | 0
J2173 | Done | 2021-08-23 |  |  | 2024-04-15 | ENTERGY MISSISSIPPI, LLC. EMTO | Hinds |  |  | MS | DPP-2021 | South | Phase 3 | NRIS | BOLTON | 396 | 396 | Hybrid | Solar/Battery | Not Started | 2027-12-15 | 396 | 396 | 396 | 0
J2174 | Withdrawn | 2021-08-22 | 2025-01-10 |  | 2025-03-31 | ENTERGY MISSISSIPPI, LLC. | Tunica |  |  | MS | DPP-2021 | South | Phase 3 | NRIS | ROBINSONVILLE - TUNICA 230/115 SUB 230.0kV | 390 | 390 | Solar | Photovoltaic | Not Started |  | 0 | 0 | 0 | 0
J2175 | Withdrawn | 2021-08-24 | 2023-10-25 |  | 2025-03-31 | ENTERGY LOUISIANA, LLC | Washington |  |  | MS | DPP-2021 | South | Phase 3 | NRIS | Indianola to Gerald Andrus 230 kV | 350 | 350 | Solar | Photovoltaic | Not Started |  | 0 | 0 | 0 | 0
J2176 | Withdrawn | 2021-08-24 | 2023-10-25 |  | 2025-03-31 | ENTERGY LOUISIANA, LLC | Calcasieu |  |  | LA | DPP-2021 | South | Phase 3 | NRIS | Hartburg - Rhodes 500 kV | 680 | 680 | Solar | Photovoltaic | Not Started |  | 0 | 0 | 0 | 0
J2177 | Active | 2021-08-09 |  |  | 2024-10-30 | DUKE ENERGY INDIANA, LLC CIN | Tipton |  |  | IN | DPP-2021 | Central | Phase 2 | NRIS | Tipton West 230 kV | 67 | 67 | Solar | Photovoltaic | Not Started |  | 67 | 67 | 67 | 67
J2178 | Active | 2021-08-06 |  |  | 2024-10-30 | HOOSIER ENERGY | Sullivan |  |  | IN | DPP-2021 | Central | Phase 2 | NRIS | Merom 345 kV | 100 | 100 | Battery Storage | Battery Storage | Not Started |  | 100 | 0 | 100 | 0
J2179 | Active | 2021-08-06 |  |  | 2024-10-30 | AMEREN MISSOURI | Montgomery |  |  | MO | DPP-2021 | Central | Phase 2 | NRIS | MONTGOMERY | 100 | 100 | Hybrid | Photovoltaic | Not Started |  | 100 | 100 | 100 | 100
J2180 | Done | 2022-07-13 |  |  | 2024-10-31 | CLECO POWER LLC CLEC | Sabine |  |  | LA | DPP-2021 | South | Phase 3 | NRIS | Fisher | 250 | 250 | Solar | Photovoltaic | Not Started | 2027-08-20 | 250 | 250 | 250 | 0
J2181 | Done | 2022-07-13 |  |  | 2024-10-31 | ENTERGY ARKANSAS, LLC EATO | Mississippi |  |  | AR | DPP-2021 | South | Phase 3 | NRIS | 161 kV line tap of DELL EAST to Blytheville | 200 | 200 | Solar | Photovoltaic | Not Started | 2027-07-30 | 200 | 200 | 200 | 0
J2182 | Withdrawn | 2021-08-12 | 2021-09-17 |  | 2025-10-01 | ENTERGY MISSISSIPPI, LLC. | Tallahatchie |  |  | MS | DPP-2021 | South | Phase 3 | NRIS | webb 115 kV | 100 | 100 | Solar | Photovoltaic |  |  | 0 | 0 | 0 | 0
J2183 | Withdrawn | 2021-09-01 | 2023-10-25 |  | 2022-12-31 | ENTERGY LOUISIANA, LLC | Pointe Coupee |  |  | LA | DPP-2021 | South | Phase 3 | NRIS-Only | Fancy Point - Waterloo | 200 | 200 | Solar | Photovoltaic | Not Started |  | 0 | 0 | 0 | 0
J2184 | Withdrawn | 2021-08-23 | 2025-03-07 |  | 2024-04-15 | ENTERGY ARKANSAS, LLC | Monroe |  |  | AR | DPP-2021 | South | Phase 3 | NRIS | Brinkley West Substation 115kV | 100 | 100 | Hybrid | Solar/Battery | Not Started |  | 100 | 100 | 0 | 0
J2185 | Active | 2022-06-22 |  |  | 2024-10-01 | AMERICAN TRANSMISSION COMPANY | Portage |  |  | WI | DPP-2021 | East (ATC) | Phase 3 | NRIS | Rocky Run to Werner West 345 kV line | 399.04 | 399.04 | Solar | Photovoltaic | Not Started | 2028-02-15 | 399.03 | 399.03 | 399.03 | 195.79
J2186 | Active | 2022-06-22 |  |  | 2024-10-01 | AMEREN ILLINOIS | Fulton |  |  | IL | DPP-2021 | Central | Phase 2 | NRIS | Ipava-Maple Ridge 345kV (4573) | 820.6 | 820.6 | Solar | Photovoltaic | Not Started |  | 820.6 | 820.6 | 820.6 | 820.6
J2187 | Withdrawn | 2022-03-28 | 2026-04-07 |  | 2024-10-20 | NORTHERN INDIANA PUBLIC SERVICE COMPANY LLC | LaPorte |  |  | IN | DPP-2021 | Central | Phase 2 | NRIS | Stillwell 138kV | 124 | 124 | Solar | Photovoltaic | Not Started |  | 124 | 124 | 124 | 100
J2188 | Withdrawn | 2021-12-01 | 2024-10-18 |  | 2025-07-23 | AMERICAN TRANSMISSION COMPANY | Columbia |  |  | WI | DPP-2021 | East (ATC) | Phase 3 | NRIS | Columbia - South Fond du Lac 345.0kV | 99 | 99 | Solar | Photovoltaic | Not Started |  | 99 | 99 | 0 | 0
J2189 | Active | 2021-08-17 |  |  | 2019-12-01 | AMEREN ILLINOIS | McDonough |  |  | IL | DPP-2021 | Central | Phase 2 | ERIS | Hornsby Switching Station | 15.6 | 15.6 | Wind | Wind Turbine | Not Started |  | 15.6 | 0 | 15.6 | 0
J2190 | Done | 2021-08-24 |  |  | 2024-08-15 | ENTERGY ARKANSAS, LLC EATO | Mississippi |  |  | AR | DPP-2021 | South | Phase 3 | NRIS | DELL EHV - SAN SOUCI 500.0kV | 500 | 500 | Hybrid | Solar/Battery | Not Started | 2027-10-22 | 500 | 500 | 500 | 425
J2191 | Withdrawn | 2021-10-28 | 2023-10-25 |  | 2025-12-15 | CLECO POWER LLC | St. Mary |  |  | LA | DPP-2021 | South | Phase 3 | NRIS | Caneland 230kV Substation | 100 | 100 | Solar | Photovoltaic | Not Started |  | 0 | 0 | 0 | 0
J2192 | Withdrawn | 2022-06-14 | 2025-12-18 |  | 2024-08-01 | AMEREN ILLINOIS | Vermilion |  |  | IL | DPP-2021 | Central | Phase 2 | NRIS | 7BUNSONVILLE - 7SIDNEY 345.0kV | 99.9 | 99.9 | Wind | Wind Turbine | Not Started |  | 99.9 | 99.9 | 0 | 0
J2193 | Active | 2021-11-30 |  |  | 2024-09-01 | AMERICAN TRANSMISSION COMPANY | Waushara |  |  | WI | DPP-2021 | East (ATC) | Phase 3 | NRIS | Sand Lake | 100 | 100 | Hybrid | Solar/Battery | Not Started | 2027-09-01 | 100 | 100 | 100 | 100
J2194 | Withdrawn | 2021-08-16 | 2021-12-08 |  | 2024-04-01 | DUKE ENERGY INDIANA, LLC | Sullivan |  |  | IN | DPP-2021 | Central | Phase 2 | NRIS | Merom - Gibson 345 kV Line | 350 | 350 | Solar | Photovoltaic |  |  | 0 | 0 | 0 | 0
J2195 | Active | 2025-01-10 |  |  | 2024-10-07 | AMEREN ILLINOIS | Fayette |  |  | IL | DPP-2021 | Central | Phase 2 | NRIS | Ramsey East 138 kV | 100 | 100 | Battery Storage | Battery Storage | Not Started |  | 100 | 100 | 100 | 100
J2196 | Withdrawn | 2021-08-17 | 2025-12-18 |  | 2028-04-30 | AMEREN ILLINOIS | Montgomery |  |  | IL | DPP-2021 | Central | Phase 2 | NRIS | AUSTIN 138 KV | 100 | 100 | Hybrid | Solar/Wind/Battery | Not Started |  | 100 | 100 | 0 | 0
J2197 | Active | 2025-01-10 |  |  | 2024-10-07 | AMEREN ILLINOIS | Clay |  |  | IL | DPP-2021 | Central | Phase 2 | NRIS | Xenia | 100 | 100 | Battery Storage | Battery Storage | Not Started |  | 100 | 100 | 100 | 100
J2198 | Withdrawn | 2022-03-25 | 2025-12-18 |  | 2024-09-30 | AMEREN MISSOURI | Jefferson |  |  | MO | DPP-2021 | Central | Phase 2 | NRIS | Joachim 138kV | 250 | 250 | Battery Storage | Battery Storage | Not Started |  | 250 | 250 | 0 | 0
J2199 | Withdrawn | 2021-08-13 | 2025-10-27 |  | 2024-09-30 | NORTHERN STATES POWER COMPANY | Anoka |  |  | MN | DPP-2021 | West | Phase 2 | NRIS | COON CREEK | 200 | 200 | Battery Storage | Battery Storage | Not Started |  | 200 | 200 | 0 | 0
J2200 | Withdrawn | 2021-08-13 | 2021-11-30 |  | 2024-09-30 | NORTHERN STATES POWER COMPANY | Scott |  |  | MN | DPP-2021 | West | Phase 2 | NRIS | BLUE LAKE | 200 | 200 | Battery Storage | Battery Storage |  |  | 0 | 0 | 0 | 0
J2201 | Withdrawn | 2021-12-07 | 2025-12-18 |  | 2024-11-29 | DUKE ENERGY INDIANA, LLC | Harrison |  |  | IN | DPP-2021 | Central | Phase 2 | NRIS | Kenzig Road - HE Ramsey 345.0kV | 200 | 200 | Hybrid | Solar/Battery | Not Started |  | 200 | 125 | 0 | 0
J2202 | Withdrawn | 2021-08-17 | 2023-10-25 |  | 2022-12-02 | ENTERGY LOUISIANA, LLC | Jefferson Davis |  |  | LA | DPP-2021 | South | Phase 3 | NRIS | Lacassine 69 kV | 100 | 100 | Battery Storage | Battery Storage | Not Started |  | 0 | 0 | 0 | 0
J2203 | Active | 2022-03-25 |  |  | 2024-09-30 | AMEREN ILLINOIS | Adams |  |  | IL | DPP-2021 | Central | Phase 2 | NRIS | East Quincy | 150 | 150 | Battery Storage | Battery Storage | Not Started | 2028-08-01 | 150 | 150 | 150 | 150
J2204 | Withdrawn | 2021-10-29 | 2021-12-08 |  | 2024-09-30 | AMEREN ILLINOIS | St. Clair |  |  | IL | DPP-2021 | Central | Phase 2 | NRIS | DUPO FERRY | 200 | 200 | Battery Storage | Battery Storage |  |  | 0 | 0 | 0 | 0
J2205 | Active | 2021-08-12 |  |  | 2024-09-01 | AMEREN MISSOURI | Callaway |  |  | MO | DPP-2021 | Central | Phase 2 | NRIS | J1145 New 345kV POI Substation (Ameren Overton-Montgomery 345kV Line) | 300 | 300 | Hybrid | Solar/Battery | Not Started |  | 300 | 300 | 300 | 300
J2206 | Withdrawn | 2021-08-19 | 2023-04-04 |  | 2025-04-01 | DUKE ENERGY INDIANA, LLC | Fountain |  |  | IN | DPP-2021 | Central | Phase 2 | NRIS | Attica Substation 230kV | 100 | 100 | Solar | Photovoltaic |  |  | 0 | 0 | 0 | 0
J2207 | Withdrawn | 2021-08-17 | 2021-12-08 |  | 2025-04-01 | BIG RIVERS ELECTRIC CORPORATION | Henderson |  |  | KY | DPP-2021 | Central | Phase 2 | NRIS | Henderson to AB Brown 138 kV | 300 | 300 | Solar | Photovoltaic |  |  | 0 | 0 | 0 | 0
J2208 | Withdrawn | 2021-08-27 | 2026-02-12 |  | 2024-10-04 | CLECO POWER LLC | De Soto |  |  | LA | DPP-2021 | South | Phase 3 | NRIS | Mansfield (Bus #500530) to Red River Tap (Bus #500762) 138 kV | 99 | 99 | Solar | Photovoltaic | Not Started |  | 99 | 99 | 99 | 0
J2209 | Withdrawn | 2021-12-23 | 2025-12-18 |  | 2025-09-16 | AMEREN MISSOURI | Scott |  |  | MO | DPP-2021 | Central | Phase 2 | NRIS | Oran 161kV Substation | 100 | 100 | Solar | Photovoltaic | Not Started |  | 100 | 100 | 0 | 0
J2210 | Withdrawn | 2021-08-26 | 2023-10-25 |  | 2025-10-01 | ENTERGY LOUISIANA, LLC | Iberville |  |  | LA | DPP-2021 | South | Phase 3 | NRIS | Derrick 230 kV | 100 | 100 | Battery Storage | Battery Storage | Not Started |  | 0 | 0 | 0 | 0
J2211 | Withdrawn | 2024-09-27 | 2025-11-13 |  | 2024-09-30 | AMERICAN TRANSMISSION COMPANY | Brown |  |  | WI | DPP-2021 | East (ATC) | Phase 3 | NRIS | Tower Dr | 200 | 200 | Battery Storage | Battery Storage | Not Started |  | 200 | 200 | 200 | 200
J2212 | Withdrawn | 2022-03-28 | 2025-12-18 |  | 2025-09-30 | DUKE ENERGY INDIANA, LLC | Jefferson |  |  | IN | DPP-2021 | Central | Phase 2 | NRIS | Madison Michigan Ave | 150 | 150 | Solar | Photovoltaic | Not Started |  | 150 | 150 | 0 | 0
J2213 | Active | 2022-03-25 |  |  | 2028-09-30 | NORTHERN INDIANA PUBLIC SERVICE COMPANY LLC NIPS | Marshall |  |  | IN | DPP-2021 | Central | Phase 2 | NRIS | HIPLE | 200 | 200 | Battery Storage | Battery Storage | Not Started |  | 200 | 200 | 200 | 200
J2214 | Withdrawn | 2021-12-21 | 2025-03-07 |  | 2024-10-30 | CLECO POWER LLC | Sabine |  |  | LA | DPP-2021 | South | Phase 3 | NRIS | Fisher 230 kV | 62 | 62 | Battery Storage | Battery Storage | Not Started |  | 62 | 62 | 0 | 0
J2215 | Active | 2022-03-25 |  |  | 2024-09-30 | NORTHERN INDIANA PUBLIC SERVICE COMPANY LLC NIPS | Lake |  |  | IN | DPP-2021 | Central | Phase 2 | NRIS | SCHAHFER GEN STA - ST. JOHN 345.0kV | 300 | 300 | Battery Storage | Battery Storage | Not Started | 2027-09-30 | 300 | 300 | 300 | 300
J2216 | Withdrawn | 2022-04-08 | 2025-12-18 |  | 2024-09-01 | DUKE ENERGY INDIANA, LLC | Vigo |  |  | IN | DPP-2021 | Central | Phase 2 | NRIS | Sandcut-Rockville 138kV | 100 | 100 | Solar | Photovoltaic | Not Started |  | 100 | 20 | 0 | 0
J2217 | Withdrawn | 2021-12-21 | 2023-11-10 |  | 2024-10-30 | ENTERGY ARKANSAS, LLC | Lee |  |  | AR | DPP-2021 | South | Phase 3 | NRIS | Brinkley East - Aubrey 230 kV Line | 50 | 50 | Battery Storage | Battery Storage | Not Started |  | 0 | 0 | 0 | 0
J2218 | Withdrawn | 2021-08-13 | 2024-10-01 |  | 2024-09-30 | AMERICAN TRANSMISSION COMPANY | Manitowoc |  |  | WI | DPP-2021 | East (ATC) | Phase 3 | NRIS | SHOTO | 150 | 150 | Battery Storage | Battery Storage | Not Started |  | 150 | 150 | 0 | 0
J2219 | Active | 2021-07-22 |  |  | 2024-09-01 | DAIRYLAND POWER COOPERATIVE DPC | Olmsted |  |  | MN | DPP-2021 | West | Phase 2 | NRIS | ROCHESTER - WABACO 161.0kV | 180 | 180 | Hybrid | Solar/Battery | Not Started | 2028-12-15 | 180 | 180 | 180 | 180
J2220 | Withdrawn | 2021-12-21 | 2025-03-07 |  | 2024-10-30 | ENTERGY LOUISIANA, LLC | Iberville |  |  | LA | DPP-2021 | South | Phase 3 | NRIS | Donaldsonville - Evergreen 230 kV | 50 | 50 | Battery Storage | Battery Storage | Not Started |  | 50 | 50 | 0 | 0
J2221 | Withdrawn | 2021-08-20 | 2024-10-08 |  | 2025-09-16 | DUKE ENERGY INDIANA, LLC | Clark |  |  | IN | DPP-2021 | Central | Phase 2 | NRIS | Speed | 100 | 100 | Solar | Photovoltaic | Not Started |  | 0 | 0 | 0 | 0
J2222 | Withdrawn | 2021-12-21 | 2023-11-07 |  | 2024-10-30 | ENTERGY LOUISIANA, LLC | Calcasieu |  |  | LA | DPP-2021 | South | Phase 3 | NRIS | Penton Road to Nelson 230 kV | 100 | 100 | Battery Storage | Battery Storage | Not Started |  | 0 | 0 | 0 | 0
J2223 | Withdrawn | 2021-12-21 | 2023-11-07 |  | 2024-10-30 | ENTERGY ARKANSAS, LLC | Jackson |  |  | AR | DPP-2021 | South | Phase 3 | NRIS | Cash - Newport AB 161 kV | 100 | 100 | Battery Storage | Battery Storage | Not Started |  | 0 | 0 | 0 | 0
J2224 | Done | 2021-08-25 |  |  | 2028-04-01 | ENTERGY LOUISIANA, LLC ELTO | Iberville |  |  | LA | DPP-2021 | South | Phase 3 | NRIS | Derrick 230 kV | 200 | 200 | Solar | Photovoltaic | Not Started |  | 200 | 0 | 200 | 0
J2225 | Withdrawn | 2021-08-17 | 2021-12-08 |  | 2025-04-01 | BIG RIVERS ELECTRIC CORPORATION | Henderson |  |  | KY | DPP-2021 | Central | Phase 2 | NRIS | REID EHV 345 KV SUBSTATION | 300 | 300 | Solar | Photovoltaic | Not Started |  | 0 | 0 | 0 | 0
J2226 | Withdrawn | 2022-06-14 | 2025-12-18 |  | 2024-08-01 | NORTHERN INDIANA PUBLIC SERVICE COMPANY LLC | Newton |  |  | IN | DPP-2021 | Central | Phase 2 | NRIS | GOODLAND - MORRISON DITCH 138.0kV | 200 | 200 | Solar | Photovoltaic | Not Started |  | 200 | 200 | 0 | 0
J2227 | Active | 2025-07-14 |  |  | 2024-10-31 | DAIRYLAND POWER COOPERATIVE DPC | Trempealeau |  |  | WI | DPP-2021 | West | Phase 2 | NRIS | Independence - Bridge Creek 69.0kV | 89 | 89 | Solar | Photovoltaic | Not Started |  | 89 | 89 | 80.1 | 80.1
J2228 | Done | 2021-12-21 |  |  | 2024-10-31 | ENTERGY LOUISIANA, LLC ELTO | Concordia |  |  | LA | DPP-2021 | South | Phase 3 | NRIS | Red Gum | 200 | 200 | Solar | Photovoltaic | Not Started | 2027-10-31 | 200 | 200 | 200 | 0
J2229 | Withdrawn | 2021-08-06 | 2024-10-08 |  | 2024-10-30 | DUKE ENERGY INDIANA, LLC | Wabash |  |  | IN | DPP-2021 | Central | Phase 2 | NRIS | Miami Wabash - Mier 138 kV | 100 | 100 | Battery Storage | Battery Storage | Not Started |  | 0 | 0 | 0 | 0
J2230 | Active | 2022-03-24 |  |  | 2025-04-01 | DUKE ENERGY INDIANA, LLC CIN | Sullivan |  |  | IN | DPP-2021 | Central | Phase 2 | ERIS | Gibson Sta - Merom (HED) 345.0kV | 200 | 200 | Solar | Photovoltaic | Not Started |  | 200 | 0 | 200 | 0
J2231 | Withdrawn | 2021-08-12 | 2025-03-07 |  | 2024-02-01 | ENTERGY ARKANSAS, LLC | Jefferson |  |  | AR | DPP-2021 | South | Phase 3 | NRIS | Sherrill 115kV | 97.5 | 97.5 | Solar | Photovoltaic | Not Started |  | 97.49 | 97.49 | 0 | 0
J2232 | Active | 2021-08-06 |  |  | 2024-10-30 | DUKE ENERGY INDIANA, LLC CIN | Tipton |  |  | IN | DPP-2021 | Central | Phase 2 | NRIS | Tipton West 230 kV | 100 | 100 | Battery Storage | Battery Storage | Not Started |  | 100 | 100 | 100 | 100
J2233 | Active | 2022-06-14 |  |  | 2024-08-01 | AMEREN ILLINOIS | Vermilion |  |  | IL | DPP-2021 | Central | Phase 2 | NRIS | 7BUNSONVILLE - 7SIDNEY 345.0kV | 100 | 100 | Solar | Photovoltaic | Not Started |  | 100 | 100 | 100 | 100
J2234 | Withdrawn | 2021-08-17 | 2021-12-08 |  | 2025-04-01 | BIG RIVERS ELECTRIC CORPORATION | Henderson |  |  | KY | DPP-2021 | Central | Phase 2 | NRIS | Henderson to AB Brown 138 kV | 300 | 300 | Solar | Photovoltaic | Not Started |  | 0 | 0 | 0 | 0
J2235 | Withdrawn | 2021-08-17 | 2025-03-07 |  | 2022-12-02 | EAST TEXAS ELECTRIC COOPERATIVE, INC. | San Jacinto |  |  | TX | DPP-2021 | South | Phase 3 | NRIS | Shepherd Substation | 100 | 100 | Battery Storage | Battery Storage | Not Started |  | 100 | 100 | 0 | 0
J2236 | Withdrawn | 2021-08-06 | 2024-10-08 |  | 2024-10-30 | DUKE ENERGY INDIANA, LLC | Howard |  |  | IN | DPP-2021 | Central | Phase 2 | NRIS | Greentown 230 kV | 100 | 100 | Battery Storage | Battery Storage | Not Started |  | 0 | 0 | 0 | 0
J2237 | Done | 2021-12-21 |  |  | 2024-11-30 | ENTERGY ARKANSAS, LLC EATO | Lee |  |  | AR | DPP-2021 | South | Phase 3 | NRIS | Brinkley East - Aubrey 230 kV Line | 185 | 185 | Solar | Photovoltaic | Not Started | 2027-05-30 | 185 | 185 | 185 | 0
J2238 | Active | 2025-07-16 |  |  | 2024-02-15 | AMEREN MISSOURI | Maries |  |  | MO | DPP-2021 | Central | Phase 2 | NRIS | The Franks (Bus #300041) - Bland (Bus #344154) 345 kV Line | 200 | 200 | Hybrid | Solar/Battery | Not Started |  | 200 | 200 | 200 | 200
J2239 | Withdrawn | 2021-08-12 | 2024-10-08 |  | 2024-10-30 | AMEREN MISSOURI | Washington |  |  | MO | DPP-2021 | Central | Phase 2 | NRIS | Belgrade - Pilot Knob 161 kV | 100 | 100 | Solar | Photovoltaic | Not Started |  | 0 | 0 | 0 | 0
J2240 | Withdrawn | 2021-12-21 | 2025-03-07 |  | 2024-02-01 | ENTERGY ARKANSAS, LLC | Nevada |  |  | AR | DPP-2021 | South | Phase 3 | NRIS | Prescott 337507 to Emmett 337505 | 120 | 120 | Solar | Photovoltaic | Not Started |  | 120 | 120 | 0 | 0
J2241 | Withdrawn | 2021-08-16 | 2024-10-08 |  | 2024-04-01 | DUKE ENERGY INDIANA, LLC | Benton |  |  | IN | DPP-2021 | Central | Phase 2 | NRIS-Only | Cayuga sub (Jordan Creek Wind J515 POI) 345 kV | 320 | 320 | Wind | Wind Turbine | Not Started |  | 0 | 0 | 0 | 0
J2242 | Withdrawn | 2021-08-23 | 2025-03-07 |  | 2024-10-30 | ENTERGY TEXAS, INC. | Polk |  |  | TX | DPP-2021 | South | Phase 3 | NRIS | SHECO | 100 | 100 | Hybrid | Solar/Battery | Not Started |  | 100 | 100 | 0 | 0
J2243 | Withdrawn | 2021-08-12 | 2023-10-25 |  | 2024-02-01 | ENTERGY TEXAS, INC. | Tyler |  |  | TX | DPP-2021 | South | Phase 3 | NRIS | Warren 138kV | 100 | 100 | Solar | Photovoltaic | Not Started |  | 0 | 0 | 0 | 0
J2244 | Withdrawn | 2021-11-30 | 2025-03-07 |  | 2024-10-31 | ENTERGY ARKANSAS, LLC | Grant |  |  | AR | DPP-2021 | South | Phase 3 | NRIS | MABELVALE EHV to WHITE BLUFF EHV 115kV | 0 | 0 | Battery Storage | Battery Storage | Not Started |  | 0 | 0 | 0 | 0
J2245 | Withdrawn | 2021-08-30 | 2023-10-25 |  | 2024-10-30 | CLECO POWER LLC | St. Tammany |  |  | LA | DPP-2021 | South | Phase 3 | NRIS | Mandeville - North Slidell 230kV Line (not listed on TTF, but both substations seem to have breakers | 100 | 100 | Hybrid | Solar/Battery | Not Started |  | 0 | 0 | 0 | 0
J2246 | Withdrawn | 2021-08-16 | 2021-12-08 |  | 2025-04-01 | BIG RIVERS ELECTRIC CORPORATION | Henderson |  |  | KY | DPP-2021 | Central | Phase 2 | NRIS | REID EHV 345 kV Substation | 300 | 300 | Solar | Photovoltaic | Not Started |  | 0 | 0 | 0 | 0
J2247 | Active | 2022-03-25 |  |  | 2024-09-01 | AMEREN ILLINOIS | Marshall |  |  | IL | DPP-2021 | Central | Phase 2 | NRIS | Woodhall | 178 | 178 | Wind | Wind Turbine | Not Started |  | 178 | 178 | 178 | 178
J2248 | Withdrawn | 2021-11-30 | 2025-03-07 |  | 2024-10-31 | ENTERGY ARKANSAS, LLC | Pulaski |  |  | AR | DPP-2021 | South | Phase 3 | NRIS | White Bluff EHV to Wrightsville 115kV | 0 | 0 | Battery Storage | Battery Storage | Not Started |  | 0 | 0 | 0 | 0
J2249 | Done | 2021-12-21 |  |  | 2024-10-31 | ENTERGY LOUISIANA, LLC ELTO | Acadia |  |  | LA | DPP-2021 | South | Phase 3 | NRIS | Bayou Cove | 144 | 144 | Solar | Photovoltaic | Not Started | 2027-11-14 | 144 | 144 | 144 | 0
J2250 | Active | 2021-11-01 |  |  | 2024-04-01 | MONTANA-DAKOTA UTILITIES CO.MDU | Stutsman |  |  | ND | DPP-2021 | West | Phase 2 | ERIS | Ellendale 345 | 200 | 200 | Wind | Wind Turbine | Not Started |  | 200 | 200 | 200 | 0
J2251 | Withdrawn | 2021-08-12 | 2024-10-08 |  | 2024-10-30 | DUKE ENERGY INDIANA, LLC | Grant |  |  | IN | DPP-2021 | Central | Phase 2 | NRIS | Greentown 230 kV | 200 | 200 | Solar | Photovoltaic | Not Started |  | 0 | 0 | 0 | 0
J2252 | Withdrawn | 2022-07-13 | 2026-03-16 |  | 2024-10-31 | ENTERGY ARKANSAS, LLC | Jackson |  |  | AR | DPP-2021 | South | Phase 3 | NRIS | Cash - Newport AB | 300 | 300 | Solar | Photovoltaic | Not Started | 2027-10-31 | 300 | 300 | 300 | 0
J2253 | Withdrawn | 2021-08-17 | 2025-03-07 |  | 2022-12-02 | EAST TEXAS ELECTRIC COOPERATIVE, INC. | Tyler |  |  | TX | DPP-2021 | South | Phase 3 | NRIS | Fork Creek Substation | 100 | 100 | Battery Storage | Battery Storage | Not Started |  | 100 | 100 | 0 | 0
J2254 | Withdrawn | 2021-08-12 | 2025-12-18 |  | 2024-10-30 | INDIANAPOLIS POWER & LIGHT COMPANY | Pike |  |  | IN | DPP-2021 | Central | Phase 2 | NRIS | Petersburg 345 kV | 100 | 100 | Battery Storage | Battery Storage | Not Started |  | 100 | 0 | 0 | 0
J2255 | Withdrawn | 2021-08-06 | 2024-10-08 |  | 2024-10-30 | DUKE ENERGY INDIANA, LLC | Ripley |  |  | IN | DPP-2021 | Central | Phase 2 | NRIS | Batesville 345 kV | 100 | 100 | Battery Storage | Battery Storage | Not Started |  | 0 | 0 | 0 | 0
J2256 | Withdrawn | 2021-08-16 | 2021-09-17 |  | 2024-09-15 | MIDAMERICAN ENERGY CO. | Humboldt |  |  | IA | DPP-2021 | West | Phase 2 | NRIS | Irvington - Webster 345kV Line | 150 | 150 | Wind | Wind Turbine |  |  | 0 | 0 | 0 | 0
J2257 | Withdrawn | 2021-08-16 | 2025-03-07 |  | 2024-03-01 | CLECO POWER LLC | Evangeline |  |  | LA | DPP-2021 | South | Phase 3 | NRIS | Ville Platte - Westfork 230kV | 80 | 80 | Solar | Photovoltaic | Not Started |  | 80 | 0 | 0 | 0
J2258 | Active | 2022-03-28 |  |  | 2024-05-31 | AMEREN ILLINOIS | Adams |  |  | IL | DPP-2021 | Central | Phase 2 | NRIS | East Quincy-Fishhook 138kV | 175 | 175 | Solar | Photovoltaic | Not Started |  | 175 | 175 | 175 | 175
J2259 | Withdrawn | 2021-08-12 | 2024-10-08 |  | 2024-11-01 | WABASH VALLEY POWER ASSOCIATION, INC. | Hendricks |  |  | IN | DPP-2021 | Central | Phase 2 | NRIS | Amo 345kV | 199.99 | 199.99 | Solar | Photovoltaic | Not Started |  | 0 | 0 | 0 | 0
J2260 | Active | 2021-10-07 |  |  | 2023-07-31 | METC | Presque Isle |  |  | MI | DPP-2021 | East (ITC) | Phase 3 | NRIS | PORT CALCITE - RIGGSVILLE 138.0kV | 251.5 | 251.5 | Wind | Wind Turbine | Not Started |  | 149.24 | 149.24 | 149.24 | 0
J2261 | Done | 2021-10-11 |  |  | 2029-07-20 | ENTERGY ARKANSAS, LLC EATO | Jackson |  |  | AR | DPP-2021 | South | Phase 3 | NRIS | INDEPENDENCE-ISES - POWERLINE ROAD 500.0kV | 625 | 625 | Solar | Photovoltaic | Not Started | 2028-09-01 | 652 | 652 | 625 | 0
J2262 | Done | 2021-10-11 |  |  | 2029-07-20 | ENTERGY ARKANSAS, LLC EATO | Jackson |  |  | AR | DPP-2021 | South | Phase 3 | NRIS | INDEPENDENCE-ISES - POWERLINE ROAD 500.0kV | 625 | 625 | Solar | Photovoltaic | Not Started | 2028-09-28 | 652 | 652 | 625 | 0
J2263 | Withdrawn | 2021-08-31 | 2024-10-08 |  | 2024-08-31 | DUKE ENERGY INDIANA, LLC | Knox |  |  | IN | DPP-2021 | Central | Phase 2 | NRIS | Edwardsport 345KV | 100 | 100 | Battery Storage | Battery Storage | Not Started |  | 0 | 0 | 0 | 0
J2264 | Withdrawn | 2021-10-11 | 2023-10-25 |  | 2024-02-02 | ENTERGY ARKANSAS, LLC | Prairie |  |  | AR | DPP-2021 | South | Phase 3 | NRIS | Desarc(A) (500kV) -Griffithville(B) (500kV) | 88 | 88 | Solar | Photovoltaic | Not Started |  | 0 | 0 | 0 | 0
J2265 | Active | 2025-07-16 |  |  | 2024-02-15 | AMEREN MISSOURI | Bollinger |  |  | MO | DPP-2021 | Central | Phase 2 | NRIS | St. Francois (Bus #345773) - Lutesville (Bus #344974) 345 kV Line | 200 | 200 | Hybrid | Solar/Battery | Not Started |  | 200 | 200 | 200 | 200
J2266 | Active | 2025-06-09 |  |  | 2025-03-31 | AMEREN ILLINOIS | Edgar |  |  | IL | DPP-2021 | Central | Phase 2 | NRIS | 7KANSAS - 08SUGCRK 345.0kV | 175 | 175 | Hybrid | Solar/Battery | Not Started |  | 175 | 175 | 175 | 175
J2267 | Active | 2022-03-24 |  |  | 2025-03-31 | AMEREN ILLINOIS | Williamson |  |  | IL | DPP-2021 | Central | Phase 2 | NRIS | 345 kV Crab Orchard Substation | 250 | 250 | Hybrid | Solar/Battery | Not Started |  | 250 | 250 | 225 | 225
J2268 | Active | 2021-08-11 |  |  | 2024-10-30 | ITC MIDWEST | Linn |  |  | IA | DPP-2021 | West | Phase 2 | NRIS | Duane Arnold | 400 | 400 | Solar | Photovoltaic | Not Started |  | 370 | 370 | 370 | 370
J2269 | Withdrawn | 2022-06-14 | 2024-10-08 |  | 2024-08-01 | DUKE ENERGY INDIANA, LLC | Fountain |  |  | IN | DPP-2021 | Central | Phase 2 | NRIS | Veedersburg West - Lafayette 230kV | 300 | 300 | Solar | Photovoltaic | Not Started |  | 0 | 0 | 0 | 0
J2270 | Active | 2021-08-16 |  |  | 2024-10-30 | HOOSIER ENERGY | Sullivan |  |  | IN | DPP-2021 | Central | Phase 2 | NRIS | Merom 345 kV | 300 | 300 | Solar | Photovoltaic | Not Started |  | 300 | 0 | 300 | 0
J2271 | Withdrawn | 2021-07-21 | 2024-10-01 |  | 2025-01-01 | AMERICAN TRANSMISSION COMPANY | Columbia |  |  | WI | DPP-2021 | East (ATC) | Phase 3 | NRIS | South Fond du Lac to Columbia 345 kV | 200 | 200 | Solar | Photovoltaic | Not Started |  | 200 | 200 | 0 | 0
J2272 | Active | 2021-07-22 |  |  | 2024-09-01 | ITC MIDWEST | Clinton |  |  | IA | DPP-2021 | West | Phase 2 | NRIS | Calamus East | 250 | 250 | Hybrid | Solar/Battery | Not Started | 2026-10-01 | 250 | 250 | 250 | 250
J2273 | Active | 2025-07-03 |  |  | 2024-03-31 | AMEREN ILLINOIS | Clinton |  |  | IL | DPP-2021 | Central | Phase 2 | NRIS | Tabor | 175 | 175 | Hybrid | Solar/Battery | Not Started |  | 175 | 175 | 175 | 175
J2274 | Withdrawn | 2021-07-21 | 2025-12-18 |  | 2024-10-01 | AMEREN MISSOURI | Lincoln |  |  | MO | DPP-2021 | Central | Phase 2 | NRIS | Pike - Troy 161kV | 170 | 170 | Hybrid | Solar/Battery | Not Started |  | 170 | 104 | 0 | 0
J2275 | Active | 2022-03-22 |  |  | 2025-10-31 | AMEREN TRANSMISSION COMPANY OF ILLINOIS | Peoria |  |  | IL | DPP-2021 | Central | Phase 2 | NRIS | Fargo to Sandburg 345kV | 250 | 250 | Wind | Wind Turbine | Not Started |  | 250 | 250 | 250 | 250
J2276 | Active | 2022-04-11 |  |  | 2022-01-01 | MISSOURI RIVER ENERGY SERVICES - TRANSMISSION | Douglas |  |  | MN | DPP-2021 | West | Phase 2 | NRIS | ALEXANDRIA | 39.5 | 39.5 | Solar | Solar/Wind | Not Started |  | 39.5 | 39.5 | 39.5 | 39.5
J2277 | Withdrawn | 2022-05-06 | 2025-10-08 |  | 2023-08-01 | AMERICAN TRANSMISSION COMPANY | Portage |  |  | WI | DPP-2021 | East (ATC) | Phase 3 | NRIS | Arnott - Golden Sands 138.0kV | 0 | 0 | Battery Storage | Battery Storage | Not Started |  | 0 | 0 | 0 | 0
J2278 | Withdrawn | 2022-03-28 | 2024-10-08 |  | 2025-11-30 | AMEREN ILLINOIS | Edgar |  |  | IL | DPP-2021 | Central | Phase 2 | NRIS | Other_ | 60 | 60 | Hybrid | Solar/Battery | Not Started |  | 0 | 0 | 0 | 0
J2279 | Withdrawn | 2021-07-21 | 2025-03-03 |  | 2025-08-01 | WOLVERINE POWER SUPPLY COOPERATIVE | Ionia |  |  | MI | DPP-2021 | East (ITC) | Phase 3 | NRIS | Burnips to Tremaine 138 kV line | 150 | 150 | Hybrid | Solar/Battery | Not Started |  | 150 | 150 | 0 | 0
J2280 | Active | 2022-03-28 |  |  | 2023-06-01 | DUKE ENERGY INDIANA, LLC CIN |  |  |  | IN | DPP-2021 | Central | Phase 2 | NRIS | GREENWOOD CLARK TOWNSHIP | 198 | 198 | Battery Storage | Battery Storage | Not Started |  | 198 | 198 | 198 | 198
J2281 | Withdrawn | 2021-08-20 | 2021-12-08 |  | 2024-10-07 | NORTHERN INDIANA PUBLIC SERVICE COMPANY LLC | White |  |  | IN | DPP-2021 | Central | Phase 2 | NRIS | Reynolds 138 kV | 100 | 100 | Battery Storage | Battery Storage |  |  | 0 | 0 | 0 | 0
J2282 | Withdrawn | 2022-03-28 | 2024-10-08 |  | 2025-10-25 | BIG RIVERS ELECTRIC CORPORATION | Ohio |  |  | KY | DPP-2021 | Central | Phase 2 | NRIS | BR Tap -- New Hardinsburg 161kV | 100 | 100 | Hybrid | Solar/Battery | Not Started |  | 0 | 0 | 0 | 0
J2283 | Active | 2021-11-19 |  |  | 2020-10-01 | METC | Hillsdale |  |  | MI | DPP-2021 | East (ITC) | Phase 3 | NRIS | 18Knowles (MISO node #256632) | 16.1 | 16.1 | Wind | Wind Turbine | Not Started | 2020-10-01 | 16.1 | 16.1 | 16.1 | 16.1
J2284 | Withdrawn | 2021-09-08 | 2023-10-25 |  | 2025-12-30 | ENTERGY MISSISSIPPI, LLC. | Coahoma |  |  | MS | DPP-2021 | South | Phase 3 | NRIS | Clarksdale-Delta 115kV line | 65.97 | 65.97 | Solar | Photovoltaic | Not Started |  | 0 | 0 | 0 | 0
J2285 | Withdrawn | 2021-07-14 | 2021-09-10 |  | 2026-10-01 | OTTER TAIL POWER COMPANY | Polk |  |  | MN | DPP-2021 | West | Phase 2 | NRIS | Praire - Winger | 45 | 45 | Battery Storage | Battery Storage |  |  | 0 | 0 | 0 | 0
J2286 | Withdrawn | 2021-07-14 | 2021-09-10 |  | 2026-10-01 | OTTER TAIL POWER COMPANY | Polk |  |  | MN | DPP-2021 | West | Phase 2 | NRIS | Praire - Winger 230kV | 90 | 90 | Solar | Photovoltaic |  |  | 0 | 0 | 0 | 0
J2287 | Done | 2021-09-07 |  |  | 2024-12-01 | ENTERGY MISSISSIPPI, LLC. EMTO | Bolivar |  |  | MS | DPP-2021 | South | Phase 3 | ERIS | DELTA SES SWITCHYARD 115kV | 135 | 135 | Solar | Photovoltaic | Not Started |  | 135 | 0 | 122 | 0
J2288 | Active | 2025-01-27 |  |  | 2025-06-01 | AMEREN MISSOURI | Ralls |  |  | MO | DPP-2021 | Central | Phase 2 | NRIS | SPENCER CREEK | 175 | 175 | Solar | Photovoltaic | Not Started |  | 175 | 175 | 175 | 175
J2289 | Withdrawn | 2021-09-09 | 2026-02-17 |  | 2025-04-01 | ENTERGY MISSISSIPPI, LLC. EMTO | Sunflower |  |  | MS | DPP-2021 | South | Phase 3 | ERIS | Indianola 230/130 Sub | 200 | 200 | Solar | Photovoltaic | Not Started | 2028-04-01 | 200 | 0 | 200 | 0
J2290 | Withdrawn | 2022-02-17 | 2023-10-25 |  | 2025-10-25 | CLECO POWER LLC | Avoyelles |  |  | LA | DPP-2021 | South | Phase 3 | NRIS | CLECO Yellow Bayou 138kV Substation | 130 | 130 | Hybrid | Solar/Battery | Not Started |  | 0 | 0 | 0 | 0
J2291 | Withdrawn | 2021-09-07 | 2021-12-07 |  | 2025-07-23 | OTTER TAIL POWER COMPANY | Polk |  |  | MN | DPP-2021 | West | Phase 2 | NRIS | Winger | 150 | 150 | Solar | Photovoltaic |  |  | 0 | 0 | 0 | 0
J2292 | Done | 2021-09-15 |  |  | 2024-09-01 | ENTERGY LOUISIANA, LLC ELTO | Calcasieu |  |  | LA | DPP-2021 | South | Phase 3 | NRIS | GOOS FERRY | 50 | 50 | Solar | Photovoltaic | Not Started | 2027-09-01 | 50 | 0 | 50 | 0
J2293 | Withdrawn | 2021-11-30 | 2024-10-01 |  | 2025-11-30 | AMERICAN TRANSMISSION COMPANY | Adams |  |  | WI | DPP-2021 | East (ATC) | Phase 3 | NRIS | Other_ | 50 | 50 | Hybrid | Solar/Battery | Not Started |  | 50 | 50 | 0 | 0
J2294 | Done | 2021-08-10 |  |  | 2024-05-01 | ARKANSAS ELECTRIC COOPERATIVE CORPORATION AECT | Mississippi |  |  | AR | DPP-2021 | South | Phase 3 | NRIS | Dell to Nucor 161 kV | 250 | 250 | Solar | Photovoltaic | Not Started | 2028-06-28 | 250 | 250 | 250 | 0
J2295 | Withdrawn | 2021-09-09 | 2023-04-04 |  | 2025-04-01 | HOOSIER ENERGY | Sullivan |  |  | IN | DPP-2021 | Central | Phase 2 | ERIS | Merom Substation 345kV | 200 | 200 | Solar | Photovoltaic |  |  | 0 | 0 | 0 | 0
J2296 | Active | 2022-03-24 |  |  | 2025-04-01 | DUKE ENERGY INDIANA, LLC CIN | Sullivan |  |  | IN | DPP-2021 | Central | Phase 2 | ERIS | Merom Gibson 345kV line Tap | 100 | 100 | Solar | Photovoltaic | Not Started |  | 100 | 0 | 100 | 0
J2297 | Withdrawn | 2021-09-09 | 2026-03-10 |  | 2025-04-01 | ENTERGY MISSISSIPPI, LLC. | Sunflower |  |  | MS | DPP-2021 | South | Phase 3 | ERIS | Indianola 230kV Substation | 100 | 100 | Solar | Photovoltaic | Not Started | 2026-04-01 | 100 | 0 | 100 | 0
J2298 | Done | 2021-11-30 |  |  | 2025-04-01 | ARKANSAS ELECTRIC COOPERATIVE CORPORATION AECT | Greene |  |  | AR | DPP-2021 | South | Phase 3 | NRIS | Gainesville Switching Station | 200 | 200 | Solar | Photovoltaic | Not Started | 2028-04-01 | 200 | 200 | 200 | 0
J2299 | Withdrawn | 2021-09-09 | 2023-04-04 |  | 2025-04-01 | ENTERGY ARKANSAS, LLC | Greene |  |  | AR | DPP-2021 | South | Phase 3 | NRIS | Marmaduke | 100 | 100 | Solar | Photovoltaic |  |  | 0 | 0 | 0 | 0
J2300 | Withdrawn | 2021-11-30 | 2025-03-07 |  | 2025-04-01 | ARKANSAS ELECTRIC COOPERATIVE CORPORATION | Greene |  |  | AR | DPP-2021 | South | Phase 3 | NRIS | Gainesville Switching Station | 50 | 50 | Battery Storage | Battery Storage | Not Started |  | 50 | 50 | 0 | 0
J2301 | Active | 2022-03-28 |  |  | 2025-11-30 | DUKE ENERGY INDIANA, LLC CIN | Vigo |  |  | IN | DPP-2021 | Central | Phase 2 | NRIS | Other_ | 100 | 100 | Hybrid | Solar/Battery | Not Started |  | 70 | 0 | 70 | 0
J2302 | Done | 2021-11-10 |  |  | 2024-08-01 | ENTERGY LOUISIANA, LLC ELTO | St. Helena |  |  | LA | DPP-2021 | South | Phase 3 | NRIS | MCKNIGHT - PLANT DANIEL 500.0kV | 400 | 400 | Hybrid | Solar/Battery | Not Started | 2027-10-11 | 400 | 400 | 400 | 400
J2303 | Withdrawn | 2021-07-19 | 2021-12-09 |  | 2024-11-30 | AMERICAN TRANSMISSION COMPANY | Waushara |  |  | WI | DPP-2021 | East (ATC) | Phase 3 | NRIS | Sand Lake 138kV Substation | 100 | 100 | Solar | Photovoltaic |  |  | 0 | 0 | 0 | 0
J2304 | Active | 2021-12-02 |  |  | 2024-04-15 | AMERICAN TRANSMISSION COMPANY | Columbia |  |  | WI | DPP-2021 | East (ATC) | Phase 3 | NRIS | Columbia - Rockdale 345.0kV | 400 | 400 | Battery Storage | Battery Storage | Not Started | 2028-12-31 | 400 | 400 | 400 | 400
J2305 | Withdrawn | 2021-08-17 | 2021-12-08 |  | 2025-04-01 | BIG RIVERS ELECTRIC CORPORATION | Henderson |  |  | KY | DPP-2021 | Central | Phase 2 | NRIS | Henderson - AB Brown 138 kV | 139 | 139 | Solar | Photovoltaic | Not Started |  | 0 | 0 | 0 | 0
J2306 | Withdrawn | 2021-07-21 | 2021-12-08 |  | 2024-11-01 | AMEREN ILLINOIS | Perry |  |  | IL | DPP-2021 | Central | Phase 2 | NRIS | Commodore-Jordan | 150 | 150 | Hybrid | Photovoltaic |  |  | 0 | 0 | 0 | 0
J2307 | Active | 2022-03-23 |  |  | 2025-10-01 | DUKE ENERGY INDIANA, LLC CIN | Miami |  |  | IN | DPP-2021 | Central | Phase 2 | NRIS | Greentown - Walton. 230.0kV | 130 | 130 | Solar | Photovoltaic | Not Started |  | 130 | 130 | 130 | 130
J2308 | Withdrawn | 2022-03-23 | 2025-12-18 |  | 2025-10-01 | DUKE ENERGY INDIANA, LLC | Miami |  |  | IN | DPP-2021 | Central | Phase 2 | NRIS | Greentown - Walton. 230.0kV | 35 | 35 | Battery Storage | Battery Storage | Not Started |  | 35 | 35 | 0 | 0
J2309 | Active | 2021-09-07 |  |  | 2024-10-30 | NORTHERN STATES POWER COMPANY | Murray |  |  | MN | DPP-2021 | West | Phase 2 | NRIS | Chanarambie - ELLSBOROUGH (GRE) 115.0kV | 100 | 100 | Solar | Photovoltaic | Not Started |  | 100 | 100 | 100 | 100
J2310 | Withdrawn | 2021-09-09 | 2023-10-25 |  | 2024-04-30 | ENTERGY LOUISIANA, LLC | Beauregard |  |  | LA | DPP-2021 | South | Phase 3 | NRIS | Rhodes | 300 | 300 | Solar | Photovoltaic | Not Started |  | 0 | 0 | 0 | 0
J2311 | Active | 2024-10-18 |  |  | 2024-02-09 | AMEREN ILLINOIS | Putnam |  |  | IL | DPP-2021 | Central | Phase 2 | NRIS | Putnam | 145 | 145 | Wind | Wind Turbine | Not Started |  | 145 | 145 | 145 | 145
J2312 | Active | 2024-10-18 |  |  | 2024-02-09 | AMEREN ILLINOIS | Putnam |  |  | IL | DPP-2021 | Central | Phase 2 | NRIS | Putnam | 47.9 | 47.9 | Wind | Wind Turbine | Not Started |  | 47.9 | 47.9 | 47.9 | 47.9
J2313 | Withdrawn | 2021-09-10 | 2025-03-07 |  | 2023-12-31 | ENTERGY MISSISSIPPI, LLC. | Sunflower |  |  | MS | DPP-2021 | South | Phase 3 | NRIS | Other_ | 80 | 80 | Solar | Photovoltaic | Not Started |  | 80 | 80 | 0 | 0
J2314 | Done | 2021-09-10 |  |  | 2023-12-31 | ENTERGY TEXAS, INC. ETTO | Liberty |  |  | TX | DPP-2021 | South | Phase 3 | NRIS | PETRY WOODS SS | 150 | 150 | Solar | Photovoltaic | Not Started |  | 150 | 150 | 150 | 0
J2315 | Withdrawn | 2021-09-10 | 2023-10-25 |  | 2023-12-31 | ENTERGY TEXAS, INC. | Liberty |  |  | TX | DPP-2021 | South | Phase 3 | NRIS | Petry Woods | 75.3 | 75.3 | Battery Storage | Battery Storage | Not Started |  | 0 | 0 | 0 | 0
J2316 | Active | 2021-09-16 |  |  | 2023-09-15 | AMERICAN TRANSMISSION COMPANY | Dickinson |  |  | MI | DPP-2021 | East (ATC) | Phase 3 | NRIS | Nordic 138kV Substation | 77.5 | 77.5 | Solar | Photovoltaic | Not Started | 2027-08-02 | 77.5 | 77.5 | 77.5 | 71.5
J2317 | Done | 2021-12-21 |  |  | 2024-10-31 | ENTERGY LOUISIANA, LLC ELTO | Ouachita |  |  | LA | DPP-2021 | South | Phase 3 | NRIS | BASTROP (CAHOON) - STERLINGTON 115 SWYD 115.0kV | 225 | 225 | Solar | Photovoltaic | Not Started | 2027-12-01 | 225 | 225 | 202.5 | 0
J2318 | Withdrawn | 2022-03-28 | 2024-10-08 |  | 2025-10-25 | SOUTHERN INDIANA GAS & ELECTRIC COMPANY D/B/A CENTERPOINT ENERGY INDIANA SOUTH | Warren |  |  | IN | DPP-2021 | Central | Phase 2 | NRIS | North East (Castle) - Culley 138 kV (J1642 POI) | 75 | 75 | Hybrid | Solar/Battery | Not Started |  | 0 | 0 | 0 | 0
J2319 | Withdrawn | 2021-08-24 | 2021-12-22 |  | 2023-11-01 | ITC | Huron |  |  | MI | DPP-2021 | East (ITC) | Phase 3 | NRIS | Stein 345 kV substation | 200 | 200 | Solar | Photovoltaic | Not Started |  | 0 | 0 | 0 | 0
J2320 | Withdrawn | 2021-09-10 | 2023-10-25 |  | 2023-12-31 | ENTERGY MISSISSIPPI, LLC. | Sunflower |  |  | MS | DPP-2021 | South | Phase 3 | NRIS | Inverness | 40 | 40 | Battery Storage | Battery Storage | Not Started |  | 0 | 0 | 0 | 0
J2321 | Withdrawn | 2022-05-16 | 2023-03-25 |  | 2025-04-30 | COOPERATIVE ENERGY | Lamar |  |  | MS | DPP-2022 | South | Phase 1 | NRIS | Columbia to Plant Morrow 161kV | 180 | 180 | Hybrid | Solar/Battery | Not Started |  | 0 | 0 | 0 | 0
J2322 | Active | 2025-11-20 |  |  | 2025-07-02 | CLECO POWER LLC CLEC | Evangeline |  |  | LA | DPP-2022 | South | Phase 1 | ERIS | Coughlin - Pine Prairie 138.0kV | 200 | 200 | Solar | Photovoltaic | Not Started |  | 200 | 0 | 0 | 0
J2323 | Withdrawn | 2022-09-13 | 2025-10-27 |  | 2027-10-01 | MIDAMERICAN ENERGY CO. | Webster |  |  | IA | DPP-2022 | West | Phase 1 | NRIS | Webster-Lehigh 345kV | 145 | 145 | Wind | Wind Turbine | Not Started |  | 0 | 0 | 0 | 0
J2324 | Withdrawn | 2022-09-08 | 2025-07-30 |  | 2027-02-24 | AMERICAN TRANSMISSION COMPANY | Winnebago |  |  | IL | DPP-2022 | East (ATC) | Phase 1 | NRIS | Shirland Ave Tap (Y-54) to Shaw 69kV | 35 | 35 | Hybrid | Solar/Battery | Not Started |  | 0 | 0 | 0 | 0
J2325 | Withdrawn | 2022-09-13 | 2023-03-25 |  | 2025-08-01 | ENTERGY LOUISIANA, LLC | Morehouse |  |  | LA | DPP-2022 | South | Phase 1 | NRIS | Bastrop to Sterlington 115 kV | 175 | 175 | Battery Storage | Battery Storage | Not Started |  | 0 | 0 | 0 | 0
J2326 | Active | 2022-09-13 |  |  | 2025-10-28 | AMERICAN TRANSMISSION COMPANY | Outagamie |  |  | WI | DPP-2022 | East (ATC) | Phase 1 | NRIS | Werner West | 150 | 150 | Battery Storage | Battery Storage | Not Started |  | 150 | 150 | 0 | 0
J2327 | Withdrawn | 2022-09-13 | 2025-10-07 |  | 2026-11-01 | MONTANA-DAKOTA UTILITIES CO. | LaMoure |  |  | ND | DPP-2022 | West | Phase 1 | NRIS | Ellendale 345 kV | 300 | 300 | Wind | Wind Turbine | Not Started |  | 0 | 0 | 0 | 0
J2328 | Withdrawn | 2022-09-12 | 2025-07-30 |  | 2027-10-01 | ENTERGY ARKANSAS, LLC | Lonoke |  |  | AR | DPP-2022 | South | Phase 1 | NRIS | Keo 500kV | 150 | 150 | Solar | Photovoltaic | Not Started |  | 0 | 0 | 0 | 0
J2329 | Withdrawn | 2022-09-14 | 2025-10-27 |  | 2025-10-31 | DUKE ENERGY INDIANA, LLC | Vigo |  |  | IN | DPP-2022 | Central | Phase 2 | NRIS | Wabash River-Whitesville South 230 kV | 100 | 100 | Battery Storage | Battery Storage | Not Started |  | 0 | 0 | 0 | 0
J2330 | Active | 2022-09-15 |  |  | 2026-10-31 |  | Leflore |  |  | MS | DPP-2022 | South | Phase 1 | ERIS | GREENWOOD | 200 | 200 | Solar | Photovoltaic | Not Started |  | 200 | 0 | 0 | 0
J2331 | Withdrawn | 2022-09-15 | 2023-03-24 |  | 2026-09-15 | AMEREN ILLINOIS | Franklin |  |  | IL | DPP-2022 | Central | Phase 2 | NRIS | West Frankfort East Substation 345kV | 127 | 127 | Solar | Photovoltaic | Not Started |  | 0 | 0 | 0 | 0
J2332 | Active | 2022-09-15 |  |  | 2027-09-01 | NORTHERN STATES POWER COMPANY | Cottonwood |  |  | MN | DPP-2022 | West | Phase 1 | NRIS | Lyon County - Cedar Mountain 345kV | 200 | 200 | Wind | Wind Turbine | Not Started |  | 200 | 200 | 0 | 0
J2333 | Withdrawn | 2022-09-15 | 2025-10-07 |  | 2027-09-01 | OTTER TAIL POWER COMPANY | McPherson |  |  | SD | DPP-2022 | West | Phase 1 | NRIS | Ellendale - Twin Brooks 345kV | 200 | 200 | Wind | Wind Turbine | Not Started |  | 0 | 0 | 0 | 0
J2334 | Active | 2022-09-14 |  |  | 2027-09-01 | AMEREN ILLINOIS | Montgomery |  |  | IL | DPP-2022 | Central | Phase 2 | NRIS | Redhawk | 195 | 195 | Solar | Photovoltaic | Not Started |  | 195 | 195 | 0 | 0
J2335 | Withdrawn | 2022-09-14 | 2025-07-30 |  | 2025-09-01 | AMERICAN TRANSMISSION COMPANY | Portage |  |  | WI | DPP-2022 | East (ATC) | Phase 1 | NRIS | Plover 115 kV Substation (J1573 substation) | 200 | 200 | Battery Storage | Battery Storage | Not Started |  | 0 | 0 | 0 | 0
J2336 | Withdrawn | 2022-09-13 | 2025-07-30 |  | 2025-08-29 | ENTERGY LOUISIANA, LLC | Union |  |  | LA | DPP-2022 | South | Phase 1 | NRIS | Sterlington - Downsville 115 kV Line | 125 | 125 | Hybrid | Solar/Battery | Not Started |  | 0 | 0 | 0 | 0
J2337 | Withdrawn | 2022-09-15 | 2025-07-28 |  | 2026-06-30 | AMEREN MISSOURI | St. Francois |  |  | MO | DPP-2022 | Central | Phase 2 | NRIS | St. Francois 138kV 4ST FRANC 1 bus 345774 | 100 | 100 | Battery Storage | Battery Storage | Not Started |  | 0 | 0 | 0 | 0
J2338 | Withdrawn | 2022-09-15 | 2025-10-07 |  | 2027-09-01 | OTTER TAIL POWER COMPANY | McPherson |  |  | SD | DPP-2022 | West | Phase 1 | NRIS | Ellendale - Twin Brooks 345kV | 200 | 200 | Wind | Wind Turbine | Not Started |  | 0 | 0 | 0 | 0
J2339 | Withdrawn | 2022-09-15 | 2025-07-30 |  | 2026-10-01 | CLECO POWER LLC | Rapides |  |  | LA | DPP-2022 | South | Phase 1 | NRIS | Cocodrie-Forest Hill 230kV | 125 | 125 | Solar | Photovoltaic | Not Started |  | 0 | 0 | 0 | 0
J2340 | Withdrawn | 2022-09-14 | 2025-10-27 |  | 2027-08-01 | DUKE ENERGY INDIANA, LLC | Rush |  |  | IN | DPP-2022 | Central | Phase 2 | NRIS | RUSHVILLE 69 kV - HEMILROY 69 kV | 43 | 43 | Solar | Photovoltaic | Not Started |  | 0 | 0 | 0 | 0
J2341 | Withdrawn | 2022-09-13 | 2025-07-30 |  | 2026-10-01 | ENTERGY ARKANSAS, LLC | Arkansas |  |  | AR | DPP-2022 | South | Phase 1 | NRIS | Ricuskey-Woodward 230kV | 75 | 75 | Solar | Photovoltaic | Not Started |  | 0 | 0 | 0 | 0
J2342 | Active | 2022-09-15 |  |  | 2027-05-15 | ITC MIDWEST | Worth |  |  | IA | DPP-2022 | West | Phase 1 | NRIS | Worth County | 230 | 230 | Wind | Wind Turbine | Not Started |  | 150 | 141 | 0 | 0
J2343 | Active | 2022-09-14 |  |  | 2026-05-01 | INDIANAPOLIS POWER & LIGHT COMPANY | Marion |  |  | IN | DPP-2022 | Central | Phase 2 | NRIS | Georgetown - North 138.0kV | 130 | 130 | Battery Storage | Battery Storage | Not Started |  | 130 | 130 | 0 | 0
J2344 | Withdrawn | 2022-09-13 | 2025-10-07 |  | 2026-11-01 | OTTER TAIL POWER COMPANY | Stutsman |  |  | ND | DPP-2022 | West | Phase 1 | NRIS | Jamestown 345 kV | 200 | 200 | Wind | Wind Turbine | Not Started |  | 0 | 0 | 0 | 0
J2345 | Withdrawn | 2022-09-12 | 2025-07-30 |  | 2028-10-01 | AMERICAN TRANSMISSION COMPANY | Marathon |  |  | WI | DPP-2022 | East (ATC) | Phase 1 | NRIS | Gardner Park-Stone Lake 345kV | 150 | 150 | Wind | Wind Turbine | Not Started |  | 0 | 0 | 0 | 0
J2346 | Active | 2022-09-15 |  |  | 2027-09-01 | NORTHERN STATES POWER COMPANY | Murray |  |  | MN | DPP-2022 | West | Phase 1 | NRIS | Lyon County - Cedar Mountain 345kV | 200 | 200 | Wind | Wind Turbine | Not Started |  | 200 | 200 | 0 | 0
J2347 | Withdrawn | 2022-09-14 | 2025-08-01 |  | 2025-09-15 | METC | Roscommon |  |  | MI | DPP-2022 | East (ITC) | Phase 1 | NRIS | Higgins - Mio Dam 138 kV Line | 40 | 40 | Solar | Photovoltaic | Not Started |  | 0 | 0 | 0 | 0
J2348 | Withdrawn | 2022-09-14 | 2025-07-30 |  | 2026-10-31 | ENTERGY LOUISIANA, LLC | Webster |  |  | LA | DPP-2022 | South | Phase 1 | NRIS | Minden to Sarepta 115 kV | 225 | 225 | Solar | Photovoltaic | Not Started |  | 0 | 0 | 0 | 0
J2349 | Withdrawn | 2022-09-15 | 2025-10-27 |  | 2026-07-31 | Southern Illinois Power Cooperative | Jackson |  |  | IL | DPP-2022 | Central | Phase 2 | NRIS | Jackson to Campbell Hill 161kV | 200 | 200 | Solar | Photovoltaic | Not Started |  | 0 | 0 | 0 | 0
J2350 | Active | 2022-09-15 |  |  | 2025-09-15 | ENTERGY ARKANSAS, LLC EATO | Pulaski |  |  | AR | DPP-2022 | South | Phase 1 | ERIS | WHITE BLUFF EHV - WRIGHTSVILLE 115.0kV | 115.5 | 115.5 | Solar | Photovoltaic | Not Started |  | 115.5 | 0 | 0 | 0
J2351 | Active | 2022-09-15 |  |  | 2026-08-01 |  | Clay |  |  | AR | DPP-2022 | South | Phase 1 | NRIS | AECC RECTOR NORTH - RECTOR 161kV line | 200 | 200 | Solar | Photovoltaic | Not Started |  | 200 | 200 | 0 | 0
J2352 | Withdrawn | 2022-09-15 | 2025-10-07 |  | 2026-11-01 | MIDAMERICAN ENERGY CO. | Woodbury |  |  | IA | DPP-2022 | West | Phase 1 | NRIS | Raun - Lehigh 345 kV | 118 | 118 | Wind | Wind Turbine | Not Started |  | 0 | 0 | 0 | 0
J2353 | Active | 2022-09-15 |  |  | 2026-05-01 | NORTHERN INDIANA PUBLIC SERVICE COMPANY LLC NIPS | White |  |  | IN | DPP-2022 | Central | Phase 2 | NRIS | REYNOLDS - BURR OAK 345.0kV | 190 | 190 | Solar | Photovoltaic | Not Started |  | 190 | 190 | 0 | 0
J2354 | Withdrawn | 2022-09-15 | 2025-07-30 |  | 2024-12-01 | AMERICAN TRANSMISSION COMPANY | Marinette |  |  | WI | DPP-2022 | East (ATC) | Phase 1 | NRIS | Crivitz | 65 | 65 | Solar | Photovoltaic | Not Started |  | 0 | 0 | 0 | 0
J2355 | Withdrawn | 2022-09-14 | 2025-10-27 |  | 2027-11-30 | AMEREN ILLINOIS | Greene |  |  | IL | DPP-2022 | Central | Phase 2 | NRIS | A Tap on 4JERSEYVL-4ROODHSE | 70 | 70 | Solar | Photovoltaic | Not Started |  | 0 | 0 | 0 | 0
J2356 | Withdrawn | 2022-09-15 | 2023-03-24 |  | 2026-09-30 | ENTERGY ARKANSAS, LLC | Craighead |  |  | AR | DPP-2022 | South | Phase 1 | NRIS | Cash-Newport AB 161 kV line | 200 | 200 | Hybrid | Solar/Battery | Not Started |  | 0 | 0 | 0 | 0
J2357 | Withdrawn | 2022-09-15 | 2025-07-30 |  | 2027-05-01 | ENTERGY LOUISIANA, LLC | Lafourche |  |  | LA | DPP-2022 | South | Phase 1 | NRIS | Thibodaux 230 kV Substation | 200 | 200 | Battery Storage | Battery Storage | Not Started |  | 0 | 0 | 0 | 0
J2358 | Withdrawn | 2022-09-15 | 2025-07-30 |  | 2024-12-01 | ENTERGY MISSISSIPPI, LLC. | Madison |  |  | MS | DPP-2022 | South | Phase 1 | NRIS | Other_ | 113.98 | 113.98 | Solar | Photovoltaic | Not Started |  | 0 | 0 | 0 | 0
J2359 | Withdrawn | 2022-09-15 | 2025-07-30 |  | 2024-12-01 | ENTERGY MISSISSIPPI, LLC. | Madison |  |  | MS | DPP-2022 | South | Phase 1 | NRIS | Other_ | 58.5 | 58.5 | Battery Storage | Battery Storage | Not Started |  | 0 | 0 | 0 | 0
J2360 | Withdrawn | 2022-09-13 | 2025-10-27 |  | 2027-05-07 | DUKE ENERGY INDIANA, LLC | Vigo |  |  | IN | DPP-2022 | Central | Phase 2 | NRIS | TH Pfizer Jct. - Worthington (HED) | 90 | 90 | Battery Storage | Battery Storage | Not Started |  | 0 | 0 | 0 | 0
J2361 | Withdrawn | 2022-09-15 | 2023-03-22 |  | 2026-05-01 | ENTERGY ARKANSAS, LLC | Perry |  |  | AR | DPP-2022 | South | Phase 1 | NRIS | AECC Oppelo 161 kV Substation | 105 | 105 | Solar | Photovoltaic | Not Started |  | 0 | 0 | 0 | 0
J2362 | Withdrawn | 2022-09-13 | 2025-10-27 |  | 2026-09-01 | DUKE ENERGY INDIANA, LLC | Fountain |  |  | IN | DPP-2022 | Central | Phase 2 | NRIS | VEEDERSBURG WEST 230kV Substation | 100 | 100 | Battery Storage | Battery Storage | Not Started |  | 0 | 0 | 0 | 0
J2363 | Withdrawn | 2022-09-12 | 2025-10-27 |  | 2030-10-01 | ITC MIDWEST | Washington |  |  | IA | DPP-2022 | West | Phase 1 | NRIS | Marshalltown-Laurel 161kV | 226 | 226 | Wind | Wind Turbine | Not Started |  | 0 | 0 | 0 | 0
J2364 | Withdrawn | 2022-09-14 | 2023-03-24 |  | 2030-10-01 | MIDAMERICAN ENERGY CO. MEC | Page |  |  | IA | DPP-2022 | West | Phase 1 | NRIS | Madison-Orient 345kV | 175 | 175 | Wind | Wind Turbine | Not Started |  | 0 | 0 | 0 | 0
J2365 | Withdrawn | 2022-09-12 | 2025-07-30 |  | 2030-10-01 | AMERICAN TRANSMISSION COMPANY | Portage |  |  | WI | DPP-2022 | East (ATC) | Phase 1 | NRIS | Werner West - Rocky Run 345kV | 115 | 115 | Battery Storage | Battery Storage | Not Started |  | 0 | 0 | 0 | 0
J2366 | Withdrawn | 2022-09-12 | 2025-07-30 |  | 2030-10-01 | AMERICAN TRANSMISSION COMPANY | Portage |  |  | WI | DPP-2022 | East (ATC) | Phase 1 | NRIS | Werner West - Rocky Run 345kV | 160 | 160 | Solar | Photovoltaic | Not Started |  | 0 | 0 | 0 | 0
J2367 | Withdrawn | 2022-09-14 | 2025-10-27 |  | 2030-10-01 | MONTANA-DAKOTA UTILITIES CO. | LaMoure |  |  | ND | DPP-2022 | West | Phase 1 | NRIS | Ellendale 345kV SS | 250 | 250 | Wind | Wind Turbine | Not Started |  | 0 | 0 | 0 | 0
J2368 | Withdrawn | 2022-09-14 | 2025-10-27 |  | 2030-10-01 | MONTANA-DAKOTA UTILITIES CO. | LaMoure |  |  | ND | DPP-2022 | West | Phase 1 | NRIS | Ellendale 345kV SS | 250 | 250 | Wind | Wind Turbine | Not Started |  | 0 | 0 | 0 | 0
J2369 | Active | 2022-09-14 |  |  | 2030-10-01 | MIDAMERICAN ENERGY CO. MEC | Taylor |  |  | IA | DPP-2022 | West | Phase 1 | NRIS | Madison-Orient 345kV | 300 | 300 | Wind | Wind Turbine | Not Started |  | 300 | 300 | 0 | 0
J2370 | Withdrawn | 2022-09-15 | 2025-07-30 |  | 2024-12-01 | ENTERGY MISSISSIPPI, LLC. | Hinds |  |  | MS | DPP-2022 | South | Phase 1 | NRIS | BOLTON - RAYMOND-CAPLINE 115.0kV | 100 | 100 | Solar | Photovoltaic | Not Started |  | 0 | 0 | 0 | 0
J2371 | Active | 2022-09-14 |  |  | 2026-10-31 |  | Morehouse |  |  | LA | DPP-2022 | South | Phase 1 | ERIS | DUNN - OAK RIDGE (LA) 115.0kV | 250 | 250 | Solar | Photovoltaic | Not Started |  | 250 | 0 | 0 | 0
J2372 | Withdrawn | 2022-09-15 | 2023-03-24 |  | 2026-03-01 | AMEREN ILLINOIS | McLean |  |  | IL | DPP-2022 | Central | Phase 2 | NRIS | Bloomington Brokaw 138kV Substation | 200 | 200 | Battery Storage | Battery Storage | Not Started |  | 0 | 0 | 0 | 0
J2373 | Withdrawn | 2022-09-15 | 2023-01-25 |  | 2025-01-06 | ENTERGY LOUISIANA, LLC | Calcasieu |  |  | LA | DPP-2022 | South | Phase 1 | NRIS | 230kV Graywood or (new) Big Lake | 40 | 40 | Waste Heat Recovery | Steam Turbine (including Nuclear, Geothermal and Solar Steam) | Not Started |  | 0 | 0 | 0 | 0
J2374 | Active | 2022-09-15 |  |  | 2025-06-30 | ITC | Sanilac |  |  | MI | DPP-2022 | East (ITC) | Phase 1 | NRIS | J1557 Sub | 200 | 200 | Solar | Photovoltaic | Not Started |  | 200 | 200 | 0 | 0
J2375 | Active | 2022-09-15 |  |  | 2027-05-07 | AMEREN TRANSMISSION COMPANY OF ILLINOIS | Macon |  |  | IL | DPP-2022 | Central | Phase 2 | NRIS | Faraday | 100 | 100 | Battery Storage | Battery Storage | Not Started |  | 100 | 100 | 0 | 0
J2376 | Active | 2022-09-15 |  |  | 2024-12-01 | AMEREN ILLINOIS | Shelby |  |  | IL | DPP-2022 | Central | Phase 2 | ERIS | 4PANA 1 - 4SHELBYVL E 138.0kV | 60 | 60 | Battery Storage | Battery Storage | Not Started |  | 60 | 0 | 0 | 0
J2377 | Active | 2024-11-07 |  |  | 2028-04-01 | AMEREN ILLINOIS | Peoria |  |  | IL | DPP-2022 | Central | Phase 2 | NRIS | 7CLINTON - 7BROKAW 345.0kV | 300 | 300 | Battery Storage | Battery Storage | Not Started |  | 300 | 300 | 0 | 0
J2378 | Active | 2022-09-15 |  |  | 2026-05-01 | ITC | Macomb |  |  | MI | DPP-2022 | East (ITC) | Phase 1 | NRIS | LENOX - ST.CLAIR 120.0kV | 152 | 152 | Battery Storage | Battery Storage | Not Started |  | 152 | 152 | 0 | 0
J2379 | Active | 2022-09-14 |  |  | 2026-11-01 |  | Clay |  |  | IL | DPP-2022 | Central | Phase 2 | ERIS | Xenia | 200 | 200 | Battery Storage | Battery Storage | Not Started |  | 200 | 0 | 0 | 0
J2380 | Withdrawn | 2022-09-14 | 2025-10-27 |  | 2027-11-01 | BIG RIVERS ELECTRIC CORPORATION | Meade |  |  | KY | DPP-2022 | Central | Phase 2 | NRIS | Meade County 161kV Substation | 100 | 100 | Battery Storage | Battery Storage | Not Started |  | 0 | 0 | 0 | 0
J2381 | Withdrawn | 2022-09-14 | 2025-07-30 |  | 2026-10-31 | ENTERGY LOUISIANA, LLC | Union |  |  | LA | DPP-2022 | South | Phase 1 | NRIS | DOWNSVILLE- RUSTON EAST (LAGEN) 115 kV | 200 | 200 | Solar | Photovoltaic | Not Started |  | 0 | 0 | 0 | 0
J2382 | Active | 2022-09-14 |  |  | 2026-04-24 | AMEREN MISSOURI | Randolph |  |  | MO | DPP-2022 | Central | Phase 2 | NRIS | 5ADAIR - 5THMHIL (AECI) 161.0kV | 115 | 115 | Hybrid | Solar/Battery | Not Started |  | 115 | 115 | 0 | 0
J2383 | Active | 2022-09-15 |  |  | 2027-05-07 | AMEREN TRANSMISSION COMPANY OF ILLINOIS | Macon |  |  | IL | DPP-2022 | Central | Phase 2 | NRIS | Faraday | 100 | 100 | Battery Storage | Battery Storage | Not Started |  | 100 | 100 | 0 | 0
J2384 | Active | 2022-09-15 |  |  | 2024-12-01 |  | Shelby |  |  | IL | DPP-2022 | Central | Phase 2 | ERIS | 4PANA 1 - 4SHELBYVL E 138.0kV | 125 | 125 | Solar | Photovoltaic | Not Started |  | 125 | 0 | 0 | 0
J2385 | Withdrawn | 2022-09-14 | 2025-07-30 |  | 2027-04-15 | ENTERGY LOUISIANA, LLC | Franklin |  |  | LA | DPP-2022 | South | Phase 1 | NRIS | SWARTZ 115 KV | 179 | 179 | Solar | Photovoltaic | Not Started |  | 0 | 0 | 0 | 0
J2386 | Withdrawn | 2022-09-13 | 2025-07-30 |  | 2026-10-31 | ENTERGY ARKANSAS, LLC | Poinsett |  |  | AR | DPP-2022 | South | Phase 1 | NRIS | Marked Tree 161 kV | 300 | 300 | Solar | Photovoltaic | Not Started |  | 0 | 0 | 0 | 0
J2387 | Withdrawn | 2022-09-15 | 2025-10-27 |  | 2025-12-31 | AMEREN MISSOURI | Stoddard |  |  | MO | DPP-2022 | Central | Phase 2 | NRIS | Stoddard 161 kV Substation | 50 | 50 | Solar | Photovoltaic | Not Started |  | 0 | 0 | 0 | 0
J2388 | Active | 2022-09-15 |  |  | 2028-09-30 | AMEREN TRANSMISSION COMPANY OF ILLINOIS | Macon |  |  | IL | DPP-2022 | Central | Phase 2 | ERIS | Faraday | 200 | 200 | Hybrid | Solar/Battery | Not Started |  | 200 | 0 | 0 | 0
J2389 | Active | 2022-09-15 |  |  | 2028-09-30 | AMEREN ILLINOIS | Adams |  |  | IL | DPP-2022 | Central | Phase 2 | ERIS | Monument | 150 | 150 | Hybrid | Solar/Battery | Not Started |  | 150 | 0 | 0 | 0
J2390 | Active | 2022-09-15 |  |  | 2028-09-30 | AMEREN TRANSMISSION COMPANY OF ILLINOIS | Fulton |  |  | IL | DPP-2022 | Central | Phase 2 | ERIS | Ipava 138kV | 350 | 350 | Hybrid | Solar/Battery | Not Started |  | 350 | 0 | 0 | 0
J2391 | Withdrawn | 2022-09-14 | 2025-07-30 |  | 2026-10-31 | ENTERGY MISSISSIPPI, LLC. | Tallahatchie |  |  | MS | DPP-2022 | South | Phase 1 | NRIS | Webb 115 kV | 100 | 100 | Solar | Photovoltaic | Not Started |  | 0 | 0 | 0 | 0
J2392 | Active | 2022-09-15 |  |  | 2026-10-31 | METC | Mason |  |  | MI | DPP-2022 | East (ITC) | Phase 1 | NRIS | PERE MARQUETTE 138 KV | 100 | 100 | Battery Storage | Battery Storage | Not Started |  | 100 | 100 | 0 | 0
J2393 | Withdrawn | 2023-08-25 | 2025-10-27 |  | 2027-09-01 | AMEREN ILLINOIS | Coles |  |  | IL | DPP-2022 | Central | Phase 2 | NRIS | Kansas West Substation 138kV | 164 | 164 | Solar | Photovoltaic | Not Started |  | 0 | 0 | 0 | 0
J2394 | Withdrawn | 2022-09-15 | 2023-03-24 |  | 2025-05-31 | ENTERGY ARKANSAS, LLC | Craighead |  |  | AR | DPP-2022 | South | Phase 1 | ERIS | Independence ISES - Powerline Road 500 kV | 200 | 200 | Hybrid | Solar/Battery | Not Started |  | 0 | 0 | 0 | 0
J2395 | Active | 2022-09-14 |  |  | 2025-05-31 | ENTERGY ARKANSAS, LLC EATO | Calhoun |  |  | AR | DPP-2022 | South | Phase 1 | ERIS | SHERIDAN EHV - EL DORADO EHV 500.0kV | 500 | 500 | Solar | Photovoltaic | Not Started |  | 500 | 0 | 0 | 0
J2396 | Active | 2022-09-15 |  |  | 2025-05-31 | ENTERGY ARKANSAS, LLC EATO | Calhoun |  |  | AR | DPP-2022 | South | Phase 1 | ERIS | SHERIDAN EHV - EL DORADO EHV 500.0kV | 400 | 400 | Solar | Photovoltaic | Not Started |  | 400 | 0 | 0 | 0
J2397 | Active | 2022-09-15 |  |  | 2025-05-31 | ENTERGY ARKANSAS, LLC EATO | Calhoun |  |  | AR | DPP-2022 | South | Phase 1 | ERIS | SHERIDAN EHV - EL DORADO EHV 500.0kV | 160 | 160 | Hybrid | Solar/Battery | Not Started |  | 160 | 0 | 0 | 0
J2398 | Withdrawn | 2022-09-15 | 2023-03-24 |  | 2025-05-31 | ENTERGY ARKANSAS, LLC | Craighead |  |  | AR | DPP-2022 | South | Phase 1 | ERIS | Independence ISES - Powerline Road 500 kV | 160 | 160 | Hybrid | Solar/Battery | Not Started |  | 0 | 0 | 0 | 0
J2399 | Withdrawn | 2022-09-15 | 2023-03-24 |  | 2025-05-31 | ENTERGY ARKANSAS, LLC | Craighead |  |  | AR | DPP-2022 | South | Phase 1 | ERIS | Independence ISES - Powerline Road 500 kV | 500 | 500 | Solar | Photovoltaic | Not Started |  | 0 | 0 | 0 | 0
J2400 | Withdrawn | 2022-09-15 | 2025-07-30 |  | 2025-05-31 | ENTERGY LOUISIANA, LLC | Bienville |  |  | LA | DPP-2022 | South | Phase 1 | ERIS | Sailes Substation 115kV | 120 | 120 | Solar | Photovoltaic | Not Started |  | 0 | 0 | 0 | 0
J2401 | Active | 2022-09-15 |  |  | 2025-05-31 |  | Johnson |  |  | IL | DPP-2022 | Central | Phase 2 | ERIS | 7W_FRFT_E - 7SHAWNEE FP 345.0kV | 150 | 150 | Solar | Photovoltaic | Not Started |  | 150 | 0 | 0 | 0
J2402 | Active | 2022-09-15 |  |  | 2025-05-31 |  | Johnson |  |  | IL | DPP-2022 | Central | Phase 2 | ERIS | 7W_FRFT_E - 7SHAWNEE FP 345.0kV | 200 | 200 | Battery Storage | Battery Storage | Not Started |  | 200 | 0 | 0 | 0
J2403 | Active | 2022-09-15 |  |  | 2025-05-31 |  | Johnson |  |  | IL | DPP-2022 | Central | Phase 2 | ERIS | 7JORD - 7MASS 345.0kV | 200 | 200 | Solar | Photovoltaic | Not Started |  | 200 | 0 | 0 | 0
J2404 | Active | 2022-09-15 |  |  | 2025-11-01 | ENTERGY LOUISIANA, LLC ELTO | East Baton Rouge |  |  | LA | DPP-2022 | South | Phase 1 | NRIS | EAST | 38.81 | 38.81 | Battery Storage | Battery Storage | Not Started |  | 38.8 | 38.8 | 0 | 0
J2405 | Withdrawn | 2022-09-13 | 2025-07-14 |  | 2026-07-31 | ENTERGY LOUISIANA, LLC | Jefferson |  |  | LA | DPP-2022 | South | Phase 1 | NRIS | Peters Road 230 kV substation | 200 | 200 | Battery Storage | Battery Storage | Not Started |  | 0 | 0 | 0 | 0
J2406 | Withdrawn | 2022-09-14 | 2025-07-30 |  | 2026-09-01 | ENTERGY MISSISSIPPI, LLC. | Madison |  |  | MS | DPP-2022 | South | Phase 1 | NRIS | Pickens - Canton 230 kV | 200 | 200 | Solar | Photovoltaic | Not Started |  | 0 | 0 | 0 | 0
J2407 | Withdrawn | 2022-09-14 | 2025-10-27 |  | 2027-10-01 | DUKE ENERGY INDIANA, LLC | Sullivan |  |  | IN | DPP-2022 | Central | Phase 2 | NRIS | Dresser-Merom (HED) 345kV line break | 198 | 198 | Solar | Photovoltaic | Not Started |  | 0 | 0 | 0 | 0
J2408 | Withdrawn | 2022-09-12 | 2023-03-24 |  | 2026-03-07 | DUKE ENERGY INDIANA, LLC | Switzerland |  |  | IN | DPP-2022 | Central | Phase 2 | NRIS | Fairview 138 kV Substation | 100 | 100 | Battery Storage | Battery Storage | Not Started |  | 0 | 0 | 0 | 0
J2409 | Withdrawn | 2022-09-14 | 2025-07-30 |  | 2026-11-01 | ENTERGY ARKANSAS, LLC | Independence |  |  | AR | DPP-2022 | South | Phase 1 | NRIS | INDEPENDENCE-ISES 500kV Substation | 150 | 150 | Battery Storage | Battery Storage | Not Started |  | 0 | 0 | 0 | 0
J2410 | Withdrawn | 2022-09-15 | 2025-10-27 |  | 2027-10-01 | MIDAMERICAN ENERGY CO. | Pottawattamie |  |  | IA | DPP-2022 | West | Phase 1 | NRIS | Pony Creek-Rolling Hills Wind 345kV | 300 | 300 | Wind | Wind Turbine | Not Started |  | 0 | 0 | 0 | 0
J2411 | Withdrawn | 2022-09-13 | 2025-07-30 |  | 2026-10-01 | CLECO POWER LLC | De Soto |  |  | LA | DPP-2022 | South | Phase 1 | NRIS | Red River-Mansfield 138kV | 80 | 80 | Solar | Photovoltaic | Not Started |  | 0 | 0 | 0 | 0
J2412 | Withdrawn | 2022-09-15 | 2023-03-24 |  | 2026-10-01 | ENTERGY ARKANSAS, LLC | Pulaski |  |  | AR | DPP-2022 | South | Phase 1 | NRIS | LR Alexander 115kV | 100 | 100 | Battery Storage | Battery Storage | Not Started |  | 0 | 0 | 0 | 0
J2413 | Withdrawn | 2022-09-13 | 2025-10-27 |  | 2027-10-01 | AMEREN ILLINOIS | McLean |  |  | IL | DPP-2022 | Central | Phase 2 | NRIS | Hoopeston West 138kV | 150 | 150 | Battery Storage | Battery Storage | Not Started |  | 0 | 0 | 0 | 0
J2414 | Withdrawn | 2022-09-13 | 2025-10-27 |  | 2027-10-01 | AMEREN ILLINOIS | Vermilion |  |  | IL | DPP-2022 | Central | Phase 2 | NRIS | Hoopeston 138kV | 150 | 150 | Solar | Photovoltaic | Not Started |  | 0 | 0 | 0 | 0
J2415 | Withdrawn | 2022-09-13 | 2025-07-30 |  | 2026-10-01 | ENTERGY LOUISIANA, LLC | Acadia |  |  | LA | DPP-2022 | South | Phase 1 | NRIS | Richard 138kV | 75 | 75 | Battery Storage | Battery Storage | Not Started |  | 0 | 0 | 0 | 0
J2416 | Withdrawn | 2022-09-12 | 2025-10-27 |  | 2027-10-01 | NORTHERN STATES POWER COMPANY | Trempealeau |  |  | WI | DPP-2022 | West | Phase 1 | NRIS | North Rochester-Briggs Road 345kV | 125 | 125 | Battery Storage | Battery Storage | Not Started |  | 0 | 0 | 0 | 0
J2417 | Withdrawn | 2022-09-12 | 2025-10-27 |  | 2027-10-01 | NORTHERN STATES POWER COMPANY | Trempealeau |  |  | WI | DPP-2022 | West | Phase 1 | NRIS | North Rochester-Briggs Road 345kV | 300 | 300 | Solar | Photovoltaic | Not Started |  | 0 | 0 | 0 | 0
J2418 | Withdrawn | 2022-09-14 | 2025-10-27 |  | 2025-10-01 | NORTHERN INDIANA PUBLIC SERVICE COMPANY LLC | Marshall |  |  | IN | DPP-2022 | Central | Phase 2 | NRIS | Burr Oak 138kV | 140 | 140 | Battery Storage | Battery Storage | Not Started |  | 0 | 0 | 0 | 0
J2419 | Withdrawn | 2022-09-12 | 2025-10-27 |  | 2027-10-01 | ITC MIDWEST | Faribault |  |  | MN | DPP-2022 | West | Phase 1 | NRIS | Huntley 345kV | 300 | 300 | Battery Storage | Battery Storage | Not Started |  | 0 | 0 | 0 | 0
J2420 | Withdrawn | 2022-09-12 | 2025-10-27 |  | 2027-10-01 | ITC MIDWEST | Faribault |  |  | MN | DPP-2022 | West | Phase 1 | NRIS | Huntley 345kV | 95 | 95 | Solar | Photovoltaic | Not Started |  | 0 | 0 | 0 | 0
J2421 | Withdrawn | 2022-09-14 | 2025-10-27 |  | 2025-10-01 | DUKE ENERGY INDIANA, LLC | Rush |  |  | IN | DPP-2022 | Central | Phase 2 | NRIS | Greensboro-Gwynneville 345kV | 200 | 200 | Battery Storage | Battery Storage | Not Started |  | 0 | 0 | 0 | 0
J2422 | Withdrawn | 2022-09-12 | 2023-03-24 |  | 2027-10-01 | AMEREN TRANSMISSION COMPANY OF ILLINOIS | Washington |  |  | IL | DPP-2022 | Central | Phase 2 | NRIS | Baldwin | 200 | 200 | Battery Storage | Battery Storage | Not Started |  | 0 | 0 | 0 | 0
J2423 | Active | 2022-09-13 |  |  | 2027-10-01 |  | Columbia |  |  | WI | DPP-2022 | East (ATC) | Phase 1 | NRIS | Columbia-North Madison 345kV | 300 | 300 | Battery Storage | Battery Storage | Not Started |  | 300 | 300 | 0 | 0
J2424 | Withdrawn | 2022-09-13 | 2025-07-30 |  | 2026-10-01 | CLECO POWER LLC | Evangeline |  |  | LA | DPP-2022 | South | Phase 1 | NRIS | Manuel 138kV | 100 | 100 | Battery Storage | Battery Storage | Not Started |  | 0 | 0 | 0 | 0
J2425 | Withdrawn | 2022-09-13 | 2025-10-27 |  | 2027-10-01 | AMEREN MISSOURI | Montgomery |  |  | MO | DPP-2022 | Central | Phase 2 | NRIS | 7ENON - 7MONTGMRY 345kV | 150 | 150 | Solar | Photovoltaic | Not Started |  | 0 | 0 | 0 | 0
J2426 | Withdrawn | 2022-09-12 | 2025-10-27 |  | 2027-10-01 | AMEREN ILLINOIS | Marion |  |  | IL | DPP-2022 | Central | Phase 2 | NRIS | Kinmundy 138kV | 200 | 200 | Battery Storage | Battery Storage | Not Started |  | 0 | 0 | 0 | 0
J2427 | Withdrawn | 2022-09-12 | 2025-10-27 |  | 2027-10-01 | AMEREN ILLINOIS | Marion |  |  | IL | DPP-2022 | Central | Phase 2 | NRIS | Kinmundy 138kV | 200 | 200 | Solar | Photovoltaic | Not Started |  | 0 | 0 | 0 | 0
J2428 | Withdrawn | 2022-09-12 | 2023-03-24 |  | 2026-10-01 | ENTERGY MISSISSIPPI, LLC. | Coahoma |  |  | MS | DPP-2022 | South | Phase 1 | NRIS | Clarksdale 115kV | 100 | 100 | Solar | Photovoltaic | Not Started |  | 0 | 0 | 0 | 0
J2429 | Active | 2022-09-12 |  |  | 2027-10-01 | AMERICAN TRANSMISSION COMPANY | Dane |  |  | WI | DPP-2022 | East (ATC) | Phase 1 | NRIS | North Madison 69kV Substation | 50 | 50 | Solar | Photovoltaic | Not Started |  | 50 | 50 | 0 | 0
J2430 | Withdrawn | 2022-09-13 | 2023-03-24 |  | 2026-10-01 | ENTERGY LOUISIANA, LLC | Concordia |  |  | LA | DPP-2022 | South | Phase 1 | NRIS | Red Gum 115kV | 80 | 80 | Solar | Photovoltaic | Not Started |  | 0 | 0 | 0 | 0
J2431 | Withdrawn | 2022-09-13 | 2025-07-30 |  | 2026-10-01 | ENTERGY ARKANSAS, LLC | St. Francis |  |  | AR | DPP-2022 | South | Phase 1 | NRIS | West Memphis-Genpower Keo 500kV Line Break (located at "CHALKBLUFFPV" 500kV POI SS, co-located with | 150 | 150 | Battery Storage | Battery Storage | Not Started |  | 0 | 0 | 0 | 0
J2432 | Withdrawn | 2022-09-12 | 2025-07-30 |  | 2026-10-01 | ENTERGY MISSISSIPPI, LLC. | Tunica |  |  | MS | DPP-2022 | South | Phase 1 | NRIS | Lula-Tunica 115kV | 150 | 150 | Solar | Photovoltaic | Not Started |  | 0 | 0 | 0 | 0
J2433 | Withdrawn | 2022-09-14 | 2023-03-24 |  | 2027-10-01 | GREAT RIVER ENERGY | Wadena |  |  | MN | DPP-2022 | West | Phase 1 | NRIS | Wing River-Riverton 230kV | 150 | 150 | Solar | Photovoltaic | Not Started |  | 0 | 0 | 0 | 0
J2434 | Withdrawn | 2022-09-13 | 2025-10-27 |  | 2028-10-01 | AMEREN ILLINOIS | Vermilion |  |  | IL | DPP-2022 | Central | Phase 2 | NRIS | Hoopeston West 138kV | 150 | 150 | Wind | Wind Turbine | Not Started |  | 0 | 0 | 0 | 0
J2435 | Withdrawn | 2022-09-13 | 2025-10-27 |  | 2030-10-01 | MIDAMERICAN ENERGY CO. | Webster |  |  | IA | DPP-2022 | West | Phase 1 | NRIS | Webster-Wright 161kV | 150 | 150 | Wind | Wind Turbine | Not Started |  | 0 | 0 | 0 | 0
J2436 | Active | 2022-09-12 |  |  | 2030-10-01 | MIDAMERICAN ENERGY CO. MEC | Webster |  |  | IA | DPP-2022 | West | Phase 1 | NRIS | Webster-Lehigh 345kV | 300 | 300 | Wind | Wind Turbine | Not Started |  | 300 | 300 | 0 | 0
J2437 | Active | 2022-09-15 |  |  | 2027-09-01 | ENTERGY ARKANSAS, LLC EATO | Lee |  |  | AR | DPP-2022 | South | Phase 1 | ERIS | BRINKLEY EAST - AECC AUBREY 230.0kV | 175 | 175 | Wind | Wind Turbine | Not Started |  | 175 | 0 | 0 | 0
J2438 | Withdrawn | 2022-09-13 | 2023-03-24 |  | 2027-10-01 | AMEREN MISSOURI | Montgomery |  |  | MO | DPP-2022 | Central | Phase 2 | NRIS | 7MONTGMRY -7ENON 345kV | 150 | 150 | Battery Storage | Battery Storage | Not Started |  | 0 | 0 | 0 | 0
J2439 | Withdrawn | 2022-09-12 | 2025-07-30 |  | 2028-10-01 | AMERICAN TRANSMISSION COMPANY | Marathon |  |  | WI | DPP-2022 | East (ATC) | Phase 1 | NRIS | Gardner Park-Stone Lake 345kV | 50 | 50 | Battery Storage | Battery Storage | Not Started |  | 0 | 0 | 0 | 0
J2440 | Active | 2022-09-15 |  |  | 2027-07-31 | NORTHERN INDIANA PUBLIC SERVICE COMPANY LLC NIPS | Benton |  |  | IN | DPP-2022 | Central | Phase 2 | ERIS | GOODLAND - MORRISON DITCH 138.0kV | 100 | 100 | Wind | Wind Turbine | Not Started |  | 100 | 0 | 0 | 0
J2441 | Withdrawn | 2022-09-15 | 2025-07-30 |  | 2026-10-31 | CLECO POWER LLC | Beauregard |  |  | LA | DPP-2022 | South | Phase 1 | NRIS | West Bay - Centennial 138 kV | 250 | 250 | Solar | Photovoltaic | Not Started |  | 0 | 0 | 0 | 0
J2442 | Withdrawn | 2022-09-15 | 2025-10-27 |  | 2025-10-31 | DUKE ENERGY INDIANA, LLC | Ripley |  |  | IN | DPP-2022 | Central | Phase 2 | NRIS | Batesville 138 kV | 84 | 84 | Solar | Photovoltaic | Not Started |  | 0 | 0 | 0 | 0
J2443 | Withdrawn | 2022-09-14 | 2025-10-27 |  | 2025-10-31 | NORTHERN INDIANA PUBLIC SERVICE COMPANY LLC | Kosciusko |  |  | IN | DPP-2022 | Central | Phase 2 | NRIS | Leesburg 345 kV | 500 | 500 | Battery Storage | Battery Storage | Not Started |  | 0 | 0 | 0 | 0
J2444 | Active | 2022-09-14 |  |  | 2026-08-01 | METC | Van Buren |  |  | MI | DPP-2022 | East (ITC) | Phase 1 | NRIS | ARGENTA - TWIN BRANCH 345.0kV | 220 | 220 | Solar | Photovoltaic | Not Started |  | 220 | 220 | 0 | 0
J2445 | Withdrawn | 2022-09-15 | 2023-03-24 |  | 2025-09-01 | ITC MIDWEST | Greene |  |  | IA | DPP-2022 | West | Phase 1 | NRIS | Karma 161kV | 50 | 50 | Solar | Photovoltaic | Not Started |  | 0 | 0 | 0 | 0
J2446 | Active | 2022-09-12 |  |  | 2027-09-01 | NORTHERN STATES POWER COMPANY | Dunn |  |  | WI | DPP-2022 | West | Phase 1 | NRIS | Allen S King - Eau Claire 345.0kV | 300 | 300 | Solar | Photovoltaic | Not Started |  | 300 | 300 | 0 | 0
J2447 | Active | 2025-10-22 |  |  | 2027-09-01 | NORTHERN STATES POWER COMPANY | Murray |  |  | MN | DPP-2022 | West | Phase 1 | NRIS | Cedar Mountain - Lyon County 345.0kV | 200 | 200 | Wind | Wind Turbine | Not Started |  | 200 | 200 | 0 | 0
J2448 | Withdrawn | 2022-09-15 | 2025-07-30 |  | 2026-10-31 | ENTERGY LOUISIANA, LLC | Webster |  |  | LA | DPP-2022 | South | Phase 1 | NRIS | Haynesville South to Sarepta 115kV | 100 | 100 | Solar | Photovoltaic | Not Started |  | 0 | 0 | 0 | 0
J2449 | Withdrawn | 2022-09-15 | 2025-07-31 |  | 2026-10-31 | ENTERGY ARKANSAS, LLC | Faulkner |  |  | AR | DPP-2022 | South | Phase 1 | NRIS | Mayflower EHV 500 kV | 200 | 200 | Battery Storage | Battery Storage | Not Started |  | 0 | 0 | 0 | 0
J2450 | Active | 2022-09-15 |  |  | 2026-10-31 | DUKE ENERGY INDIANA, LLC CIN | Tippecanoe |  |  | IN | DPP-2022 | Central | Phase 2 | NRIS | WESTWOOD 345 KV | 100 | 100 | Battery Storage | Battery Storage | Not Started |  | 100 | 100 | 0 | 0
J2451 | Withdrawn | 2022-09-15 | 2025-07-31 |  | 2026-10-01 | ENTERGY ARKANSAS, LLC | Chicot |  |  | AR | DPP-2022 | South | Phase 1 | NRIS | Gerald Andrus SES Switchyard-Lake Village Bagby 230 Kv | 200 | 200 | Solar | Photovoltaic | Not Started |  | 0 | 0 | 0 | 0
J2452 | Withdrawn | 2022-09-15 | 2025-07-31 |  | 2026-09-15 | ENTERGY ARKANSAS, LLC | Cleveland |  |  | AR | DPP-2022 | South | Phase 1 | NRIS | Sheridan EHV- EL Dorado EHV 500 Kv | 500 | 500 | Solar | Photovoltaic | Not Started |  | 0 | 0 | 0 | 0
J2453 | Withdrawn | 2022-09-15 | 2025-10-27 |  | 2027-06-01 | AMEREN ILLINOIS | Cumberland |  |  | IL | DPP-2022 | Central | Phase 2 | NRIS | Casey West 345kV | 100 | 100 | Solar | Photovoltaic | Not Started |  | 0 | 0 | 0 | 0
J2454 | Active | 2022-09-14 |  |  | 2025-11-12 | ITC | Montcalm |  |  | MI | DPP-2022 | East (ITC) | Phase 1 | NRIS | Eureka - Vestaburg 138kV | 150 | 150 | Battery Storage | Battery Storage | Not Started |  | 150 | 150 | 0 | 0
J2455 | Active | 2022-09-15 |  |  | 2026-09-15 |  | La Crosse |  |  | WI | DPP-2022 | West | Phase 1 | NRIS | FRENCH ISLAND | 92 | 92 | Battery Storage | Battery Storage | Not Started |  | 92 | 92 | 0 | 0
J2456 | Pending Revision Approval | 2022-09-14 |  |  | 2027-03-01 |  | Phillips |  |  | AR | DPP-2022 | South | Phase 1 | NRIS | AECC AUBREY-RITCHIE SES SWITCHYARD 230 KV | 100 | 100 | Hybrid | Solar/Battery | Not Started |  | 100 | 100 | 0 | 0
J2457 | Active | 2022-09-15 |  |  | 2025-11-01 | ENTERGY NEW ORLEANS, LLC ENTO | Orleans |  |  | LA | DPP-2022 | South | Phase 1 | NRIS | PATERSON | 40 | 40 | Battery Storage | Battery Storage | Not Started |  | 40 | 40 | 0 | 0
J2458 | Withdrawn | 2022-09-14 | 2025-07-31 |  | 2026-11-01 | ENTERGY ARKANSAS, LLC | Conway |  |  | AR | DPP-2022 | South | Phase 1 | NRIS | Pleasant Hill 500kV Substation | 100 | 100 | Battery Storage | Battery Storage | Not Started |  | 0 | 0 | 0 | 0
J2459 | Withdrawn | 2022-09-14 | 2025-07-31 |  | 2026-11-01 | ENTERGY ARKANSAS, LLC | Jefferson |  |  | AR | DPP-2022 | South | Phase 1 | NRIS | White Bluff EHV 500kV | 100 | 100 | Battery Storage | Battery Storage | Not Started |  | 0 | 0 | 0 | 0
J2460 | Withdrawn | 2022-09-14 | 2025-07-31 |  | 2026-11-01 | ENTERGY ARKANSAS, LLC | Jefferson |  |  | AR | DPP-2022 | South | Phase 1 | NRIS | White Bluff EHV 500kV | 100 | 100 | Battery Storage | Battery Storage | Not Started |  | 0 | 0 | 0 | 0
J2461 | Withdrawn | 2022-09-14 | 2022-11-30 |  | 2026-11-01 | AMEREN TRANSMISSION COMPANY OF ILLINOIS | Christian |  |  | IL | DPP-2022 | Central | Phase 2 | NRIS | Pana 138 kV | 100 | 100 | Battery Storage | Battery Storage | Not Started |  | 0 | 0 | 0 | 0
J2462 | Withdrawn | 2022-09-13 | 2025-10-27 |  | 2027-10-01 | ITC MIDWEST | Worth |  |  | IA | DPP-2022 | West | Phase 1 | NRIS | Ledyard-Colby 345kV | 200 | 200 | Battery Storage | Battery Storage | Not Started |  | 0 | 0 | 0 | 0
J2463 | Withdrawn | 2022-09-13 | 2025-10-27 |  | 2027-10-01 | AMEREN ILLINOIS | Washington |  |  | IL | DPP-2022 | Central | Phase 2 | NRIS | Baldwin | 200 | 200 | Solar | Photovoltaic | Not Started |  | 0 | 0 | 0 | 0
J2464 | Withdrawn | 2022-09-12 | 2025-10-27 |  | 2027-10-01 | ITC MIDWEST | Worth |  |  | IA | DPP-2022 | West | Phase 1 | NRIS | Ledyard-Colby 345kV | 200 | 200 | Solar | Photovoltaic | Not Started |  | 0 | 0 | 0 | 0
J2465 | Withdrawn | 2022-09-12 | 2025-10-27 |  | 2028-10-01 | AMEREN ILLINOIS | Logan |  |  | IL | DPP-2022 | Central | Phase 2 | NRIS | Goose Creek Energy Center to Maroa East 345 kV | 200 | 200 | Wind | Wind Turbine | Not Started |  | 0 | 0 | 0 | 0
J2466 | Withdrawn | 2022-09-12 | 2025-10-27 |  | 2027-10-01 | ITC MIDWEST | Howard |  |  | IA | DPP-2022 | West | Phase 1 | NRIS | Hazleton-Mitchell County 345kV line | 130 | 130 | Wind | Wind Turbine | Not Started |  | 0 | 0 | 0 | 0
J2467 | Withdrawn | 2022-09-13 | 2025-07-31 |  | 2026-10-01 | CLECO POWER LLC | Evangeline |  |  | LA | DPP-2022 | South | Phase 1 | NRIS | Manuel 138kV | 105 | 105 | Solar | Photovoltaic | Not Started |  | 0 | 0 | 0 | 0
J2468 | Withdrawn | 2022-09-15 | 2023-03-24 |  | 2026-10-01 | ENTERGY ARKANSAS, LLC | Union |  |  | AR | DPP-2022 | South | Phase 1 | NRIS | El Dorado East 115kV | 130 | 130 | Battery Storage | Battery Storage | Not Started |  | 0 | 0 | 0 | 0
J2469 | Active | 2022-09-12 |  |  | 2027-10-01 | ITC MIDWEST | Linn |  |  | IA | DPP-2022 | West | Phase 1 | NRIS | Sub K (Tiffin)-Duane Arnold 345kV | 300 | 300 | Battery Storage | Battery Storage | Not Started |  | 300 | 300 | 0 | 0
J2470 | Withdrawn | 2022-09-13 | 2025-07-31 |  | 2026-10-01 | CLECO POWER LLC | Rapides |  |  | LA | DPP-2022 | South | Phase 1 | NRIS | Donahue-Marksville 138kV | 100 | 100 | Solar | Photovoltaic | Not Started |  | 0 | 0 | 0 | 0
J2471 | Withdrawn | 2022-09-14 | 2025-08-01 |  | 2026-10-01 | ITC | Lenawee |  |  | MI | DPP-2022 | East (ITC) | Phase 1 | NRIS | Beecher-Cement City 138kV | 100 | 100 | Solar | Photovoltaic | Not Started |  | 0 | 0 | 0 | 0
J2472 | Active | 2022-09-15 |  |  | 2027-05-07 | DUKE ENERGY INDIANA, LLC CIN | Sullivan |  |  | IN | DPP-2022 | Central | Phase 2 | NRIS | Gibson Sta - Merom (HED) 345.0kV | 200 | 200 | Battery Storage | Battery Storage | Not Started |  | 200 | 200 | 0 | 0
J2473 | Active | 2022-09-15 |  |  | 2027-09-30 | INDIANAPOLIS POWER & LIGHT COMPANY | Marion |  |  | IN | DPP-2022 | Central | Phase 2 | NRIS | Hanna 138kV | 150 | 150 | Battery Storage | Battery Storage | Not Started |  | 150 | 150 | 0 | 0
J2474 | Active | 2022-09-15 |  |  | 2028-09-30 | AMEREN ILLINOIS | Sangamon |  |  | IL | DPP-2022 | Central | Phase 2 | ERIS | 4AUSTIN - 4VIRDEN 138.0kV | 100 | 100 | Hybrid | Solar/Battery | Not Started |  | 100 | 0 | 0 | 0
J2475 | Active | 2022-09-15 |  |  | 2027-09-30 | ITC | Monroe |  |  | MI | DPP-2022 | East (ITC) | Phase 1 | NRIS | Toll Rd 120kV | 200 | 200 | Battery Storage | Battery Storage | Not Started |  | 200 | 200 | 0 | 0
J2476 | Withdrawn | 2022-09-15 | 2025-10-27 |  | 2026-09-30 | AMEREN ILLINOIS | Fayette |  |  | IL | DPP-2022 | Central | Phase 2 | NRIS | Otego 138kV | 150 | 150 | Hybrid | Solar/Battery | Not Started |  | 0 | 0 | 0 | 0
J2477 | Active | 2022-09-13 |  |  | 2026-10-31 | ENTERGY ARKANSAS, LLC EATO | Crittenden |  |  | AR | DPP-2022 | South | Phase 1 | ERIS | WEST MEMPHIS EHV - KEO EHV 500.0kV | 600 | 600 | Solar | Photovoltaic | Not Started |  | 600 | 0 | 0 | 0
J2478 | Active | 2022-09-14 |  |  | 2026-10-31 | ENTERGY ARKANSAS, LLC EATO | Craighead |  |  | AR | DPP-2022 | South | Phase 1 | ERIS | INDEPENDENCE-ISES - POWERLINE ROAD 500.0kV | 550 | 550 | Solar | Photovoltaic | Not Started |  | 550 | 0 | 0 | 0
J2479 | Withdrawn | 2022-09-13 | 2023-03-25 |  | 2025-10-31 | ENTERGY LOUISIANA, LLC | Concordia |  |  | LA | DPP-2022 | South | Phase 1 | NRIS | Red Gum to Metropolis 115 kV | 140 | 140 | Battery Storage | Battery Storage | Not Started |  | 0 | 0 | 0 | 0
J2480 | Withdrawn | 2022-09-13 | 2025-10-27 |  | 2026-10-31 | BIG RIVERS ELECTRIC CORPORATION | Daviess |  |  | KY | DPP-2022 | Central | Phase 2 | NRIS | Reid to Daviess County 161 kV | 75 | 75 | Battery Storage | Battery Storage | Not Started |  | 0 | 0 | 0 | 0
J2481 | Withdrawn | 2022-09-12 | 2025-10-27 |  | 2030-10-01 | MIDAMERICAN ENERGY CO. | Pocahontas |  |  | IA | DPP-2022 | West | Phase 1 | NRIS | Webster-Irvington 345kV | 300 | 300 | Wind | Wind Turbine | Not Started |  | 0 | 0 | 0 | 0
J2482 | Active | 2022-09-14 |  |  | 2026-10-31 | ENTERGY ARKANSAS, LLC EATO | Crittenden |  |  | AR | DPP-2022 | South | Phase 1 | ERIS | WEST MEMPHIS EHV - KEO EHV 500.0kV | 300 | 300 | Solar | Photovoltaic | Not Started |  | 300 | 0 | 0 | 0
J2483 | Withdrawn | 2022-09-09 | 2023-03-21 |  | 2025-11-01 | ENTERGY MISSISSIPPI, LLC. | Amite |  |  | MS | DPP-2022 | South | Phase 1 | NRIS | GILLSBURG SS (CE)-LIBERTY115 Kv | 105 | 105 | Solar | Photovoltaic | Not Started |  | 0 | 0 | 0 | 0
J2484 | Pending Revision Approval | 2022-09-14 |  |  | 2025-11-01 | ITC | Monroe |  |  | MI | DPP-2022 | East (ITC) | Phase 1 | NRIS | Other_ | 100 | 100 | Solar | Photovoltaic | Not Started |  | 100 | 100 | 0 | 0
J2485 | Active | 2022-09-14 |  |  | 2025-11-01 | ITC | Livingston |  |  | MI | DPP-2022 | East (ITC) | Phase 1 | NRIS | BLACKFOOT - MADRID 345.0kV | 180 | 180 | Solar | Photovoltaic | Not Started |  | 180 | 180 | 0 | 0
J2486 | Active | 2022-09-14 |  |  | 2025-11-01 | ITC | Monroe |  |  | MI | DPP-2022 | East (ITC) | Phase 1 | NRIS | LALLENDORF - MONROE 345.0kV | 85 | 85 | Solar | Photovoltaic | Not Started |  | 85 | 85 | 0 | 0
J2487 | Withdrawn | 2022-09-14 | 2023-03-24 |  | 2025-11-01 | METC | Bay |  |  | MI | DPP-2022 | East (ITC) | Phase 1 | NRIS | Gallagher-Tittabawassee 345kV Transmission Line | 200 | 200 | Solar | Photovoltaic | Not Started |  | 0 | 0 | 0 | 0
J2488 | Withdrawn | 2022-09-14 | 2023-03-24 |  | 2025-11-01 | METC | Bay |  |  | MI | DPP-2022 | East (ITC) | Phase 1 | NRIS | Almeda Junction-Shale 138kV | 150 | 150 | Solar | Photovoltaic | Not Started |  | 0 | 0 | 0 | 0
J2489 | Withdrawn | 2022-09-14 | 2023-03-25 |  | 2026-10-31 | CLECO POWER LLC | Red River |  |  | LA | DPP-2022 | South | Phase 1 | NRIS | Western Kraft-Layfield 230 kV | 140 | 140 | Battery Storage | Battery Storage | Not Started |  | 0 | 0 | 0 | 0
J2490 | Active | 2022-09-14 |  |  | 2025-11-01 | ITC | Tuscola |  |  | MI | DPP-2022 | East (ITC) | Phase 1 | NRIS | Tuscola-Arrowhead 120kV Transmission Line | 125 | 125 | Solar | Photovoltaic | Not Started |  | 125 | 125 | 0 | 0
J2491 | Withdrawn | 2022-09-14 | 2025-08-01 |  | 2025-11-01 | METC | Midland |  |  | MI | DPP-2022 | East (ITC) | Phase 1 | NRIS | Edenville - Price Rd. Jct 138 kV | 100 | 100 | Solar | Photovoltaic | Not Started |  | 0 | 0 | 0 | 0
J2492 | Withdrawn | 2022-09-15 | 2025-10-07 |  | 2024-10-31 | OTTER TAIL POWER COMPANY | Wilkin |  |  | MN | DPP-2022 | West | Phase 1 | NRIS | Wahpeton 230kV | 300 | 300 | Battery Storage | Battery Storage | Not Started |  | 0 | 0 | 0 | 0
J2493 | Withdrawn | 2022-09-14 | 2025-08-01 |  | 2025-11-01 | METC | Arenac |  |  | MI | DPP-2022 | East (ITC) | Phase 1 | NRIS | Gallagher - Tittabawassee 345 kV | 184 | 184 | Solar | Photovoltaic | Not Started |  | 0 | 0 | 0 | 0
J2494 | Withdrawn | 2022-09-14 | 2023-03-24 |  | 2025-11-01 | METC | Midland |  |  | MI | DPP-2022 | East (ITC) | Phase 1 | NRIS | Clare Jct to Vernon Jct 138 kV | 178 | 178 | Solar | Photovoltaic | Not Started |  | 0 | 0 | 0 | 0
J2495 | Pending Revision Approval | 2022-09-13 |  |  | 2026-04-29 |  | Benton |  |  | MN | DPP-2022 | West | Phase 1 | NRIS | Benton County 115 kV | 100 | 100 | Solar | Photovoltaic | Not Started |  | 100 | 100 | 0 | 0
J2496 | Active | 2022-09-13 |  |  | 2026-03-07 | NORTHERN INDIANA PUBLIC SERVICE COMPANY LLC NIPS | White |  |  | IN | DPP-2022 | Central | Phase 2 | NRIS | Reynolds 345 kV Substation | 400 | 400 | Battery Storage | Battery Storage | Not Started |  | 400 | 400 | 0 | 0
J2497 | Withdrawn | 2022-09-12 | 2025-10-27 |  | 2026-03-07 | AMEREN ILLINOIS | Jefferson |  |  | IL | DPP-2022 | Central | Phase 2 | NRIS | West Mt. Vernon | 300 | 300 | Battery Storage | Battery Storage | Not Started |  | 0 | 0 | 0 | 0
J2498 | Withdrawn | 2022-09-12 | 2023-03-24 |  | 2026-03-07 | INDIANAPOLIS POWER & LIGHT COMPANY | Hamilton |  |  | IN | DPP-2022 | Central | Phase 2 | NRIS | Hortonville-Noblesville Line 345 kV | 250 | 250 | Battery Storage | Battery Storage | Not Started |  | 0 | 0 | 0 | 0
J2499 | Active | 2022-09-12 |  |  | 2026-03-07 | METC | Ottawa |  |  | MI | DPP-2022 | East (ITC) | Phase 1 | NRIS | Blendon 138 kV | 100 | 100 | Battery Storage | Battery Storage | Not Started |  | 100 | 100 | 0 | 0
J2500 | Withdrawn | 2022-09-15 | 2025-07-31 |  | 2026-10-31 | CLECO POWER LLC | Beauregard |  |  | LA | DPP-2022 | South | Phase 1 | NRIS | Bon Wier to Cooper 138 kV | 175 | 175 | Battery Storage | Battery Storage | Not Started |  | 0 | 0 | 0 | 0
J2501 | Active | 2022-09-13 |  |  | 2024-11-01 | NORTHERN STATES POWER COMPANY | Goodhue |  |  | MN | DPP-2022 | West | Phase 1 | NRIS | NORTH ROCHESTER | 150 | 150 | Solar | Photovoltaic | Not Started |  | 150 | 150 | 0 | 0
J2502 | Active | 2022-09-13 |  |  | 2025-02-27 | MINNESOTA POWER INC. | Morton |  |  | ND | DPP-2022 | West | Phase 1 | ERIS | Square Butte 230 kV Substation East | 150 | 150 | Wind | Wind Turbine | Not Started |  | 150 | 0 | 0 | 0
J2503 | Withdrawn | 2022-09-14 | 2023-03-25 |  | 2026-10-31 | ENTERGY LOUISIANA, LLC | Lincoln |  |  | LA | DPP-2022 | South | Phase 1 | NRIS | Downsville - Ruston East 115 kV | 100 | 100 | Battery Storage | Battery Storage | Not Started |  | 0 | 0 | 0 | 0
J2504 | Withdrawn | 2022-09-15 | 2023-03-25 |  | 2026-10-31 | AMEREN ILLINOIS | Coles |  |  | IL | DPP-2022 | Central | Phase 2 | NRIS | Mattoon East 138 kV | 300 | 300 | Battery Storage | Battery Storage | Not Started |  | 0 | 0 | 0 | 0
J2505 | Withdrawn | 2022-09-15 | 2025-07-31 |  | 2026-10-31 | CLECO POWER LLC | Beauregard |  |  | LA | DPP-2022 | South | Phase 1 | NRIS | Bon Wier to Cooper 138 kV | 250 | 250 | Solar | Photovoltaic | Not Started |  | 0 | 0 | 0 | 0
J2506 | Withdrawn | 2022-09-15 | 2025-10-27 |  | 2026-11-01 | CITY OF COLUMBIA, MISSOURI (WATER AND LIGHT DEPT.) | Boone |  |  | MO | DPP-2022 | Central | Phase 2 | NRIS | 5BOLSTAD 161kV Substation | 100 | 100 | Battery Storage | Battery Storage | Not Started |  | 0 | 0 | 0 | 0
J2507 | Withdrawn | 2022-09-14 | 2025-10-27 |  | 2025-10-31 | DUKE ENERGY INDIANA, LLC | Pike |  |  | IN | DPP-2022 | Central | Phase 2 | NRIS | Gibson Sta to Petersburg (IP&L) 345 kV | 250 | 250 | Solar | Photovoltaic | Not Started |  | 0 | 0 | 0 | 0
J2508 | Withdrawn | 2022-09-14 | 2025-07-31 |  | 2026-11-01 | ENTERGY LOUISIANA, LLC | Webster |  |  | LA | DPP-2022 | South | Phase 1 | NRIS | El Dorado Ehv - Sarepta 345kV | 300 | 300 | Solar | Photovoltaic | Not Started |  | 0 | 0 | 0 | 0
J2509 | Pending Revision Approval | 2022-09-15 |  |  | 2025-10-31 | DUKE ENERGY INDIANA, LLC CIN | Tippecanoe |  |  | IN | DPP-2022 | Central | Phase 2 | NRIS | Westwood 345 kV | 200 | 200 | Wind | Wind Turbine | Not Started |  | 200 | 200 | 0 | 0
J2510 | Withdrawn | 2022-09-15 | 2025-07-31 |  | 2026-11-01 | ENTERGY ARKANSAS, LLC | Jefferson |  |  | AR | DPP-2022 | South | Phase 1 | NRIS | Stuttgart Rcuskey - Woodward 230kV | 350 | 350 | Solar | Photovoltaic | Not Started |  | 0 | 0 | 0 | 0
J2511 | Withdrawn | 2022-09-14 | 2025-07-31 |  | 2026-11-01 | ENTERGY ARKANSAS, LLC | Conway |  |  | AR | DPP-2022 | South | Phase 1 | NRIS | Pleasant Hill 500kV Substation | 85 | 85 | Solar | Photovoltaic | Not Started |  | 0 | 0 | 0 | 0
J2512 | Withdrawn | 2022-09-14 | 2025-10-27 |  | 2025-10-31 | NORTHERN INDIANA PUBLIC SERVICE COMPANY LLC | Kosciusko |  |  | IN | DPP-2022 | Central | Phase 2 | NRIS | Leesburg 345 kV | 173 | 173 | Solar | Photovoltaic | Not Started |  | 0 | 0 | 0 | 0
J2513 | Withdrawn | 2022-09-14 | 2025-10-27 |  | 2025-10-31 | DUKE ENERGY INDIANA, LLC | Vigo |  |  | IN | DPP-2022 | Central | Phase 2 | NRIS | Wabash River-Whitesville South 230 kV | 220 | 220 | Solar | Photovoltaic | Not Started |  | 0 | 0 | 0 | 0
J2514 | Withdrawn | 2022-09-14 | 2025-10-27 |  | 2025-10-31 | DUKE ENERGY INDIANA, LLC | Pike |  |  | IN | DPP-2022 | Central | Phase 2 | NRIS | Gibson Sta to Petersburg (IP&L) 345 kV | 100 | 100 | Battery Storage | Battery Storage | Not Started |  | 0 | 0 | 0 | 0
J2515 | Withdrawn | 2022-09-14 | 2025-07-31 |  | 2026-11-01 | ENTERGY ARKANSAS, LLC | Jefferson |  |  | AR | DPP-2022 | South | Phase 1 | NRIS | White Bluff EHV 500kV | 300 | 300 | Solar | Photovoltaic | Not Started |  | 0 | 0 | 0 | 0
J2516 | Withdrawn | 2022-09-14 | 2025-07-31 |  | 2026-11-01 | ENTERGY ARKANSAS, LLC | Jefferson |  |  | AR | DPP-2022 | South | Phase 1 | NRIS | White Bluff EHV 500kV | 300 | 300 | Solar | Photovoltaic | Not Started |  | 0 | 0 | 0 | 0
J2517 | Withdrawn | 2022-09-13 | 2023-03-25 |  | 2026-10-31 | ENTERGY ARKANSAS, LLC | Lee |  |  | AR | DPP-2022 | South | Phase 1 | NRIS | AECC Aubrey to Brinkley East 230 kV | 100 | 100 | Battery Storage | Battery Storage | Not Started |  | 0 | 0 | 0 | 0
J2518 | Withdrawn | 2022-09-13 | 2025-10-07 |  | 2024-11-01 | OTTER TAIL POWER COMPANY | LaMoure |  |  | ND | DPP-2022 | West | Phase 1 | NRIS | Jamestown 345 kV | 200 | 200 | Battery Storage | Battery Storage | Not Started |  | 0 | 0 | 0 | 0
J2519 | Active | 2022-09-13 |  |  | 2026-10-31 | ENTERGY MISSISSIPPI, LLC. EMTO | Richland |  |  | LA | DPP-2022 | South | Phase 1 | ERIS | Smalling | 600 | 600 | Solar | Photovoltaic | Not Started |  | 600 | 0 | 0 | 0
J2520 | Active | 2022-09-13 |  |  | 2025-10-31 | AMERICAN TRANSMISSION COMPANY | Adams |  |  | WI | DPP-2022 | East (ATC) | Phase 1 | NRIS | Saratoga-ACEC Badger West 138kV | 200 | 200 | Solar | Photovoltaic | Not Started |  | 200 | 200 | 0 | 0
J2521 | Withdrawn | 2022-09-13 | 2023-03-25 |  | 2026-10-31 | ENTERGY ARKANSAS, LLC | Poinsett |  |  | AR | DPP-2022 | South | Phase 1 | NRIS | Marked Tree 161 kV | 50 | 50 | Battery Storage | Battery Storage | Not Started |  | 0 | 0 | 0 | 0
J2522 | Withdrawn | 2022-09-13 | 2023-03-25 |  | 2026-10-31 | ENTERGY ARKANSAS, LLC | Mississippi |  |  | AR | DPP-2022 | South | Phase 1 | NRIS | AECC Manila - Dell EHV 161 kV (J2089 POI) | 100 | 100 | Battery Storage | Battery Storage | Not Started |  | 0 | 0 | 0 | 0
J2523 | Active | 2022-09-14 |  |  | 2026-11-01 | ENTERGY ARKANSAS, LLC EATO | Independence |  |  | AR | DPP-2022 | South | Phase 1 | ERIS | INDEPENDENCE-ISES | 250 | 250 | Solar | Photovoltaic | Not Started |  | 250 | 0 | 0 | 0
J2524 | Pending Revision Approval | 2022-09-15 |  |  | 2026-11-01 |  | Stoddard |  |  | MO | DPP-2022 | Central | Phase 2 | NRIS | 5STODDARD - 5MORLEY (AECI) 161kV | 200 | 200 | Solar | Photovoltaic | Not Started |  | 200 | 200 | 0 | 0
J2525 | Withdrawn | 2022-09-15 | 2023-03-25 |  | 2026-11-01 | ENTERGY LOUISIANA, LLC | Morehouse |  |  | LA | DPP-2022 | South | Phase 1 | NRIS | Dunn - Oak Ridge 115 kV | 175 | 175 | Hybrid | Photovoltaic | Not Started |  | 0 | 0 | 0 | 0
J2526 | Pending Revision Approval | 2022-09-14 |  |  | 2026-10-31 | CLECO POWER LLC CLEC | Red River |  |  | LA | DPP-2022 | South | Phase 1 | ERIS | Layfield - Western Kraft 230.0kV | 200 | 200 | Solar | Photovoltaic | Not Started |  | 200 | 0 | 0 | 0
J2527 | Withdrawn | 2022-09-13 | 2023-03-25 |  | 2025-10-31 | CLECO POWER LLC | Allen |  |  | LA | DPP-2022 | South | Phase 1 | NRIS | Caney 138 kV | 140 | 140 | Battery Storage | Battery Storage | Not Started |  | 0 | 0 | 0 | 0
J2528 | Withdrawn | 2022-09-14 | 2023-03-25 |  | 2026-10-31 | ENTERGY ARKANSAS, LLC | Crittenden |  |  | AR | DPP-2022 | South | Phase 1 | NRIS | Parkin to Kuhn Road 161 kV | 100 | 100 | Battery Storage | Battery Storage | Not Started |  | 0 | 0 | 0 | 0
J2529 | Withdrawn | 2022-09-14 | 2025-07-31 |  | 2026-11-01 | CLECO POWER LLC | Rapides |  |  | LA | DPP-2022 | South | Phase 1 | NRIS | Cocodrie - Hineston 230kV line | 200 | 200 | Solar | Photovoltaic | Not Started |  | 0 | 0 | 0 | 0
J2530 | Withdrawn | 2022-09-14 | 2025-10-27 |  | 2026-10-31 | DUKE ENERGY INDIANA, LLC | Clinton |  |  | IN | DPP-2022 | Central | Phase 2 | NRIS | Thorntown to Kokomo HP 230 kV | 170 | 170 | Battery Storage | Battery Storage | Not Started |  | 0 | 0 | 0 | 0
J2531 | Withdrawn | 2022-09-14 | 2023-03-25 |  | 2026-10-31 | ENTERGY LOUISIANA, LLC | Union |  |  | LA | DPP-2022 | South | Phase 1 | NRIS | Bernice - Vienna 115 kV | 140 | 140 | Battery Storage | Battery Storage | Not Started |  | 0 | 0 | 0 | 0
J2532 | Pending Revision Approval | 2022-09-15 |  |  | 2026-11-01 |  | Sangamon |  |  | IL | DPP-2022 | Central | Phase 2 | ERIS | Latham | 200 | 200 | Battery Storage | Battery Storage | Not Started |  | 200 | 0 | 0 | 0
J2533 | Withdrawn | 2022-09-14 | 2025-07-31 |  | 2026-10-31 | ENTERGY LOUISIANA, LLC | Union |  |  | LA | DPP-2022 | South | Phase 1 | NRIS | Bernice - Vienna 115 kV | 100 | 100 | Solar | Photovoltaic | Not Started |  | 0 | 0 | 0 | 0
J2534 | Withdrawn | 2022-09-15 | 2025-08-01 |  | 2025-10-31 | METC | Mason |  |  | MI | DPP-2022 | East (ITC) | Phase 1 | NRIS | Pere Marquette 138 KV | 100 | 100 | Solar | Photovoltaic | Not Started |  | 0 | 0 | 0 | 0
J2535 | Withdrawn | 2022-09-15 | 2025-07-31 |  | 2026-10-31 | CLECO POWER LLC | Vermilion |  |  | LA | DPP-2022 | South | Phase 1 | NRIS | Cooper - Leesville 138 kV | 210 | 210 | Battery Storage | Battery Storage | Not Started |  | 0 | 0 | 0 | 0
J2536 | Withdrawn | 2022-09-15 | 2025-10-27 |  | 2026-10-31 | AMEREN ILLINOIS | LaSalle |  |  | IL | DPP-2022 | Central | Phase 2 | NRIS | Fox River - Ottawa 138kV | 200 | 200 | Battery Storage | Battery Storage | Not Started |  | 0 | 0 | 0 | 0
J2537 | Withdrawn | 2022-09-15 | 2025-07-30 |  | 2024-12-01 | AMERICAN TRANSMISSION COMPANY | Shawano |  |  | WI | DPP-2022 | East (ATC) | Phase 1 | NRIS | Highway 22 345 kV Substation | 100 | 100 | Battery Storage | Battery Storage | Not Started |  | 0 | 0 | 0 | 0
J2538 | Active | 2025-10-22 |  |  | 2026-03-01 | DUKE ENERGY INDIANA, LLC CIN | Clark |  |  | IN | DPP-2022 | Central | Phase 2 | NRIS | Speed - Trimble (LGEE) 345.0kV | 200 | 200 | Solar | Photovoltaic | Not Started |  | 200 | 200 | 0 | 0
J2539 | Withdrawn | 2022-09-15 | 2025-10-27 |  | 2026-03-01 | DUKE ENERGY INDIANA, LLC | Clark |  |  | IN | DPP-2022 | Central | Phase 2 | NRIS | Trimble (LGEE) - Speed 345 kV | 150 | 150 | Solar | Photovoltaic | Not Started |  | 0 | 0 | 0 | 0
J2540 | Active | 2025-10-22 |  |  | 2026-03-01 | BIG RIVERS ELECTRIC CORPORATION BREC | Graves |  |  | KY | DPP-2022 | Central | Phase 2 | NRIS | Bryan Road | 150 | 150 | Solar | Photovoltaic | Not Started |  | 150 | 150 | 0 | 0
J2541 | Active | 2025-10-22 |  |  | 2026-03-01 | BIG RIVERS ELECTRIC CORPORATION BREC | Graves |  |  | KY | DPP-2022 | Central | Phase 2 | NRIS | Bryan Road | 50 | 50 | Solar | Photovoltaic | Not Started |  | 50 | 50 | 0 | 0
J2542 | Withdrawn | 2022-09-15 | 2023-03-24 |  | 2026-03-01 | DUKE ENERGY INDIANA, LLC | Clark |  |  | IN | DPP-2022 | Central | Phase 2 | NRIS | Vesta Rd 138kV | 100 | 100 | Solar | Photovoltaic | Not Started |  | 0 | 0 | 0 | 0
J2543 | Withdrawn | 2022-09-15 | 2025-07-31 |  | 2026-10-31 | CLECO POWER LLC | Beauregard |  |  | LA | DPP-2022 | South | Phase 1 | NRIS | West Bay - Centennial 138 kV | 175 | 175 | Battery Storage | Battery Storage | Not Started |  | 0 | 0 | 0 | 0
J2544 | Withdrawn | 2022-09-15 | 2025-07-30 |  | 2024-12-01 | AMERICAN TRANSMISSION COMPANY | Shawano |  |  | WI | DPP-2022 | East (ATC) | Phase 1 | NRIS | Highway 22 345 kV Substation | 95 | 95 | Solar | Photovoltaic | Not Started |  | 0 | 0 | 0 | 0
J2545 | Pending Revision Approval | 2022-09-15 |  |  | 2026-11-01 | ITC MIDWEST | Buchanan |  |  | IA | DPP-2022 | West | Phase 1 | NRIS | Duane Arnold | 200 | 200 | Battery Storage | Battery Storage | Not Started |  | 200 | 200 | 0 | 0
J2546 | Withdrawn | 2022-09-14 | 2025-10-27 |  | 2027-10-01 | OTTER TAIL POWER COMPANY | Deuel |  |  | SD | DPP-2022 | West | Phase 1 | NRIS | Astoria 345kV | 185 | 185 | Wind | Wind Turbine | Not Started |  | 0 | 0 | 0 | 0
J2547 | Withdrawn | 2022-09-15 | 2025-10-27 |  | 2027-07-18 | BIG RIVERS ELECTRIC CORPORATION | McCracken |  |  | KY | DPP-2022 | Central | Phase 2 | NRIS | Bryan Road - McCracken County 161.0kV | 150 | 150 | Solar | Photovoltaic | Not Started |  | 0 | 0 | 0 | 0
J2548 | Withdrawn | 2022-09-15 | 2025-10-27 |  | 2027-07-18 | BIG RIVERS ELECTRIC CORPORATION | McCracken |  |  | KY | DPP-2022 | Central | Phase 2 | NRIS | Bryan Road - McCracken County 161.0kV | 75 | 75 | Battery Storage | Battery Storage | Not Started |  | 0 | 0 | 0 | 0
J2549 | Withdrawn | 2022-09-14 | 2023-03-24 |  | 2027-07-18 | AMEREN MISSOURI | Clark |  |  | MO | DPP-2022 | Central | Phase 2 | NRIS | Sub T to Maywood 345kV line | 75 | 75 | Battery Storage | Battery Storage | Not Started |  | 0 | 0 | 0 | 0
J2550 | Active | 2022-09-14 |  |  | 2030-07-18 | NORTHERN STATES POWER COMPANY | Yellow Medicine |  |  | MN | DPP-2022 | West | Phase 1 | NRIS | HAZEL CREEK | 75 | 75 | Battery Storage | Battery Storage | Not Started |  | 75 | 75 | 0 | 0
J2551 | Active | 2022-09-14 |  |  | 2026-06-18 | AMEREN ILLINOIS | Putnam |  |  | IL | DPP-2022 | Central | Phase 2 | NRIS | Putnam | 110 | 110 | Battery Storage | Battery Storage | Not Started |  | 110 | 110 | 0 | 0
J2552 | Active | 2022-09-14 |  |  | 2026-06-18 | MIDAMERICAN ENERGY CO. MEC | Rock Island |  |  | IL | DPP-2022 | West | Phase 1 | NRIS | SUB 39 - CORDOVA 345.0kV | 80 | 80 | Battery Storage | Battery Storage | Not Started |  | 80 | 80 | 0 | 0
J2553 | Active | 2022-09-14 |  |  | 2026-09-01 | ITC MIDWEST | Cerro Gordo |  |  | IA | DPP-2022 | West | Phase 1 | NRIS | Killdeer | 210 | 210 | Solar | Photovoltaic | Not Started |  | 210 | 210 | 0 | 0
J2554 | Active | 2022-09-14 |  |  | 2026-06-18 |  | Putnam |  |  | IL | DPP-2022 | Central | Phase 2 | NRIS | Putnam | 220 | 220 | Solar | Photovoltaic | Not Started |  | 220 | 220 | 0 | 0
J2555 | Active | 2023-08-28 |  |  | 2026-09-01 |  | Ingham |  |  | MI | DPP-2022 | East (ITC) | Phase 1 | NRIS | DELHI to TOMPKINS 138kV | 100 | 100 | Battery Storage | Battery Storage | Not Started |  | 100 | 100 | 0 | 0
J2556 | Active | 2022-09-14 |  |  | 2026-06-18 | MIDAMERICAN ENERGY CO. MEC | Whiteside |  |  | IL | DPP-2022 | West | Phase 1 | NRIS | SUB 39 - CORDOVA 345.0kV | 300 | 300 | Solar | Photovoltaic | Not Started |  | 300 | 300 | 0 | 0
J2557 | Withdrawn | 2022-09-14 | 2025-07-30 |  | 2029-07-18 | AMERICAN TRANSMISSION COMPANY | Wood |  |  | WI | DPP-2022 | East (ATC) | Phase 1 | NRIS | Arpin | 100 | 100 | Battery Storage | Battery Storage | Not Started |  | 0 | 0 | 0 | 0
J2558 | Withdrawn | 2022-09-14 | 2023-03-24 |  | 2027-07-18 | ENTERGY MISSISSIPPI, LLC. | Sunflower |  |  | MS | DPP-2022 | South | Phase 1 | NRIS | Delta Ms - Ruleville 115kV Line | 150 | 150 | Solar | Photovoltaic | Not Started |  | 0 | 0 | 0 | 0
J2559 | Active | 2022-09-14 |  |  | 2029-07-18 |  | Wood |  |  | WI | DPP-2022 | East (ATC) | Phase 1 | ERIS | Arpin | 200 | 200 | Solar | Photovoltaic | Not Started |  | 200 | 0 | 0 | 0
J2560 | Withdrawn | 2022-09-14 | 2025-07-31 |  | 2027-06-15 | ENTERGY MISSISSIPPI, LLC. | Sunflower |  |  | MS | DPP-2022 | South | Phase 1 | NRIS | CLEVELAND/SOUTH - STEINER (CE) 115.0kV | 130 | 130 | Solar | Photovoltaic | Not Started |  | 0 | 0 | 0 | 0
J2561 | Active | 2022-09-15 |  |  | 2030-07-18 | NORTHERN STATES POWER COMPANY | Yellow Medicine |  |  | MN | DPP-2022 | West | Phase 1 | NRIS | HAZEL CREEK | 153 | 153 | Solar | Photovoltaic | Not Started |  | 153 | 153 | 0 | 0
J2562 | Withdrawn | 2022-09-15 | 2025-07-31 |  | 2025-11-20 | ENTERGY ARKANSAS, LLC | Arkansas |  |  | AR | DPP-2022 | South | Phase 1 | NRIS | Dewitt - Deluce | 80 | 80 | Solar | Photovoltaic | Not Started |  | 0 | 0 | 0 | 0
J2563 | Active | 2022-09-15 |  |  | 2026-06-30 | NORTHERN STATES POWER COMPANY | Cottonwood |  |  | MN | DPP-2022 | West | Phase 1 | NRIS | crandal | 200 | 200 | Wind | Wind Turbine | Not Started |  | 200 | 200 | 0 | 0
J2564 | Withdrawn | 2022-09-14 | 2025-10-27 |  | 2025-05-31 | DUKE ENERGY INDIANA, LLC | Montgomery |  |  | IN | DPP-2022 | Central | Phase 2 | NRIS | 138kV Crawfordsville | 18.9 | 18.9 | Hybrid | Solar/Battery | Not Started |  | 0 | 0 | 0 | 0
J2565 | Active | 2022-09-14 |  |  | 2026-09-01 |  | Iroquois |  |  | IL | DPP-2022 | Central | Phase 2 | NRIS | 4GILMAN-4PAXTON E 138kV | 265 | 265 | Solar | Photovoltaic | Not Started |  | 265 | 265 | 0 | 0
J2566 | Active | 2022-09-14 |  |  | 2026-08-01 | DUKE ENERGY INDIANA, LLC CIN | Daviess |  |  | IN | DPP-2022 | Central | Phase 2 | NRIS | Gibson Sta - Bedford 345 345.0kV | 200 | 200 | Solar | Photovoltaic | Not Started |  | 200 | 200 | 0 | 0
J2567 | Active | 2022-09-15 |  |  | 2025-04-01 | METC | Oceana |  |  | MI | DPP-2022 | East (ITC) | Phase 1 | NRIS | KENOWA - LUDINGTON 345.0kV | 240 | 240 | Battery Storage | Battery Storage | Not Started |  | 240 | 240 | 0 | 0
J2568 | Withdrawn | 2022-09-15 | 2023-03-24 |  | 2025-04-01 | CLECO POWER LLC | Acadia |  |  | LA | DPP-2022 | South | Phase 1 | NRIS | Habetz - Sellers Road 138 kV Line | 120 | 120 | Battery Storage | Battery Storage | Not Started |  | 0 | 0 | 0 | 0
J2569 | Withdrawn | 2022-09-15 | 2025-10-27 |  | 2026-05-01 | MINNESOTA POWER INC. | St. Louis |  |  | MN | DPP-2022 | West | Phase 1 | NRIS | Arrowhead 115 kV Substation | 300 | 300 | Battery Storage | Battery Storage | Not Started |  | 0 | 0 | 0 | 0
J2570 | Withdrawn | 2022-09-15 | 2025-07-31 |  | 2026-05-01 | ENTERGY LOUISIANA, LLC | Lafourche |  |  | LA | DPP-2022 | South | Phase 1 | NRIS | Thibodaux 230 kV Substation | 200 | 200 | Battery Storage | Battery Storage | Not Started |  | 0 | 0 | 0 | 0
J2571 | Active | 2022-09-15 |  |  | 2024-01-31 | BROOKFIELD ENERGY MARKETING INC. | Tunica |  |  | MS | DPP-2022 | South | Phase 1 | NRIS | J866 Six Mile Lake Substation | 176.6 | 176.6 | Wind | Wind Turbine | Not Started |  | 176.6 | 176.6 | 0 | 0
J2572 | Active | 2022-09-15 |  |  | 2025-04-01 | INDIANAPOLIS POWER & LIGHT COMPANY | Hamilton |  |  | IN | DPP-2022 | Central | Phase 2 | NRIS | Noblesville (Duke) - Hortonville (Duke) 345.0kV | 200 | 200 | Battery Storage | Battery Storage | Not Started |  | 200 | 200 | 0 | 0
J2573 | Withdrawn | 2022-09-14 | 2025-10-27 |  | 2026-09-01 | DUKE ENERGY INDIANA, LLC | Washington |  |  | IN | DPP-2022 | Central | Phase 2 | NRIS | Gallagher to Bedford 138kV Line | 200 | 200 | Solar | Photovoltaic | Not Started |  | 0 | 0 | 0 | 0
J2574 | Withdrawn | 2022-09-14 | 2025-07-31 |  | 2027-09-30 | ENTERGY ARKANSAS, LLC | Arkansas |  |  | AR | DPP-2022 | South | Phase 1 | NRIS | STUTTGART RICUSKEY - WOODWARD 230 SUB 230.0kV | 172 | 172 | Hybrid | Solar/Battery | Not Started |  | 0 | 0 | 0 | 0
J2575 | Active | 2022-09-15 |  |  | 2027-06-15 | AMEREN ILLINOIS | Tazewell |  |  | IL | DPP-2022 | Central | Phase 2 | NRIS | Cincinnati 138 kV Substation | 198 | 198 | Battery Storage | Battery Storage | Not Started |  | 198 | 198 | 0 | 0
J2576 | Active | 2022-09-15 |  |  | 2025-01-31 | MIDAMERICAN ENERGY CO. MEC | Louisa |  |  | IA | DPP-2022 | West | Phase 1 | NRIS | Denmark - Newport 161kV | 164.1 | 164.1 | Wind | Wind Turbine | Not Started |  | 164.1 | 164.1 | 0 | 0
J2577 | Active | 2022-09-15 |  |  | 2025-10-01 | ENTERGY ARKANSAS, LLC EATO | Cross |  |  | AR | DPP-2022 | South | Phase 1 | NRIS | Parkin | 200 | 200 | Wind | Wind Turbine | Not Started |  | 200 | 200 | 0 | 0
J2578 | Active | 2022-09-13 |  |  | 2026-09-01 | METC | Tuscola |  |  | MI | DPP-2022 | East (ITC) | Phase 1 | NRIS | KARN - THETFORD (ATLANTA) 138.0kV | 180 | 180 | Solar | Photovoltaic | Not Started |  | 180 | 180 | 0 | 0
J2579 | Withdrawn | 2022-09-15 | 2023-03-10 |  | 2027-06-15 | AMEREN ILLINOIS | Tazewell |  |  | IL | DPP-2022 | Central | Phase 2 | NRIS | Cincinnati 138 kV Substation | 362 | 362 | Solar | Photovoltaic | Not Started |  | 0 | 0 | 0 | 0
J2580 | Withdrawn | 2022-09-14 | 2025-07-31 |  | 2027-06-01 | ENTERGY LOUISIANA, LLC | Winn |  |  | LA | DPP-2022 | South | Phase 1 | NRIS | Montgomery to Winnfield 230 kV | 100 | 100 | Solar | Photovoltaic | Not Started |  | 0 | 0 | 0 | 0
J2581 | Active | 2022-09-15 |  |  | 2027-09-30 | DUKE ENERGY INDIANA, LLC CIN | Ripley |  |  | IN | DPP-2022 | Central | Phase 2 | NRIS | Batesville 138kV Substation | 250 | 250 | Battery Storage | Battery Storage | Not Started |  | 250 | 250 | 0 | 0
J2582 | Withdrawn | 2022-09-15 | 2025-10-27 |  | 2026-09-30 | DUKE ENERGY INDIANA, LLC | Clark |  |  | IN | DPP-2022 | Central | Phase 2 | NRIS | Speed 138 kV substation | 100 | 100 | Battery Storage | Battery Storage | Not Started |  | 0 | 0 | 0 | 0
J2583 | Withdrawn | 2022-09-14 | 2025-08-01 |  | 2025-09-15 | METC | Eaton |  |  | MI | DPP-2022 | East (ITC) | Phase 1 | NRIS | Battle Creek - Island Road 138 kV Line | 50 | 50 | Solar | Photovoltaic | Not Started |  | 0 | 0 | 0 | 0
J2584 | Withdrawn | 2022-09-13 | 2023-03-24 |  | 2026-09-01 | AMEREN MISSOURI | Warren |  |  | MO | DPP-2022 | Central | Phase 2 | NRIS | Warrenton 161kV Substation | 100 | 100 | Battery Storage | Battery Storage | Not Started |  | 0 | 0 | 0 | 0
J2585 | Withdrawn | 2022-09-15 | 2023-03-24 |  | 2025-04-01 | HOOSIER ENERGY | Greene |  |  | IN | DPP-2022 | Central | Phase 2 | NRIS | Worthington Primary - Merom Primary 345 kV line | 240 | 240 | Battery Storage | Battery Storage | Not Started |  | 0 | 0 | 0 | 0
J2586 | Active | 2022-09-15 |  |  | 2025-04-01 | DUKE ENERGY INDIANA, LLC CIN | Clark |  |  | IN | DPP-2022 | Central | Phase 2 | NRIS | SPEED 345 | 200 | 200 | Battery Storage | Battery Storage | Not Started |  | 200 | 200 | 0 | 0
J2587 | Active | 2022-09-15 |  |  | 2025-04-01 | DUKE ENERGY INDIANA, LLC CIN | Edgar |  |  | IL | DPP-2022 | Central | Phase 2 | NRIS | Sugar Creek - Cayuga CT 345.0kV | 200 | 200 | Battery Storage | Battery Storage | Not Started |  | 200 | 200 | 0 | 0
J2588 | Active | 2022-09-15 |  |  | 2025-04-01 | METC | Jackson |  |  | MI | DPP-2022 | East (ITC) | Phase 1 | NRIS | TOMPKINS - VROOMAN 138.0kV | 120 | 120 | Battery Storage | Battery Storage | Not Started |  | 120 | 120 | 0 | 0
J2589 | Active | 2022-09-15 |  |  | 2025-04-01 | METC | Jackson |  |  | MI | DPP-2022 | East (ITC) | Phase 1 | NRIS | TOMPKINS - VROOMAN 138.0kV | 150 | 150 | Battery Storage | Battery Storage | Not Started |  | 150 | 150 | 0 | 0
J2590 | Active | 2022-09-15 |  |  | 2025-04-01 | ITC | Huron |  |  | MI | DPP-2022 | East (ITC) | Phase 1 | NRIS | Stein - Rapson 345 kV line | 500 | 500 | Battery Storage | Battery Storage | Not Started |  | 500 | 500 | 0 | 0
J2591 | Withdrawn | 2022-09-14 | 2025-07-31 |  | 2028-10-02 | ENTERGY MISSISSIPPI, LLC. | Choctaw |  |  | MS | DPP-2022 | South | Phase 1 | E-NRIS | WOLF CREEK 500 kV | 500 | 500 | High Voltage DC | Wind Turbine | Not Started |  | 0 | 0 | 0 | 0
J2592 | Withdrawn | 2022-09-14 | 2025-08-01 |  | 2026-09-01 | METC | Tuscola |  |  | MI | DPP-2022 | East (ITC) | Phase 1 | NRIS | Thetford (Atlanta) - Karn 138 kV line | 50 | 50 | Battery Storage | Battery Storage | Not Started |  | 0 | 0 | 0 | 0
J2593 | Pending Revision Approval | 2022-09-14 |  |  | 2026-04-24 | AMEREN MISSOURI | Gasconade |  |  | MO | DPP-2022 | Central | Phase 2 | NRIS | Bland 138 kV Substation | 140 | 140 | Hybrid | Solar/Battery | Not Started |  | 140 | 140 | 0 | 0
J2594 | Withdrawn | 2022-09-15 | 2025-07-31 |  | 2026-06-30 | ENTERGY MISSISSIPPI, LLC. | Hinds |  |  | MS | DPP-2022 | South | Phase 1 | NRIS | Ray Braswell 230 kV | 650 | 650 | Solar | Photovoltaic | Not Started |  | 0 | 0 | 0 | 0
J2595 | Withdrawn | 2022-09-15 | 2023-03-24 |  | 2026-06-30 | ENTERGY MISSISSIPPI, LLC. | Hinds |  |  | MS | DPP-2022 | South | Phase 1 | NRIS | LAKEOVER EHV-RAY BRASWELL EHV 500 kV | 650 | 650 | Solar | Photovoltaic | Not Started |  | 0 | 0 | 0 | 0
J2596 | Withdrawn | 2022-09-15 | 2023-03-24 |  | 2026-06-30 | ENTERGY ARKANSAS, LLC | Crittenden |  |  | AR | DPP-2022 | South | Phase 1 | NRIS | West Memphis 500 kV | 200 | 200 | Solar | Photovoltaic | Not Started |  | 0 | 0 | 0 | 0
J2597 | Withdrawn | 2022-09-15 | 2023-03-24 |  | 2026-06-30 | ENTERGY ARKANSAS, LLC | Crittenden |  |  | AR | DPP-2022 | South | Phase 1 | NRIS | West Memphis 500 kV | 100 | 100 | Battery Storage | Battery Storage | Not Started |  | 0 | 0 | 0 | 0
J2598 | Withdrawn | 2022-09-14 | 2025-10-27 |  | 2026-06-30 | ITC MIDWEST | Mower |  |  | MN | DPP-2022 | West | Phase 1 | NRIS | Adams to Hayward 161 kV Tap | 198 | 198 | Solar | Solar/Battery | Not Started |  | 0 | 0 | 0 | 0
J2599 | Active | 2022-09-15 |  |  | 2026-06-30 | NORTHERN STATES POWER COMPANY | Redwood |  |  | MN | DPP-2022 | West | Phase 1 | NRIS | Lyon County 345kV Substation | 216 | 216 | Solar | Photovoltaic | Not Started |  | 216 | 216 | 0 | 0
J2600 | Withdrawn | 2022-09-14 | 2025-10-27 |  | 2026-06-30 | DAIRYLAND POWER COOPERATIVE | Wabasha |  |  | MN | DPP-2022 | West | Phase 1 | NRIS | Wabaco to Alma 161 kV Tap | 245 | 245 | Solar | Photovoltaic | Not Started |  | 0 | 0 | 0 | 0
J2601 | Active | 2022-09-15 |  |  | 2026-06-30 |  | Wabasha |  |  | MN | DPP-2022 | West | Phase 1 | NRIS | North Rochester - Briggs Road 345.0kV | 200 | 200 | Battery Storage | Battery Storage | Not Started |  | 200 | 200 | 0 | 0
J2602 | Pending Revision Approval | 2022-09-14 |  |  | 2026-06-30 | ENTERGY MISSISSIPPI, LLC. EMTO | DeSoto |  |  | MS | DPP-2022 | South | Phase 1 | NRIS | Twinkletown 230 kV | 250 | 250 | Solar | Photovoltaic | Not Started |  | 250 | 250 | 0 | 0
J2603 | Active | 2022-09-15 |  |  | 2026-06-30 |  | Mason |  |  | IL | DPP-2022 | Central | Phase 2 | NRIS | 4PURO - 4HAVANA3 138.0kV | 320 | 320 | Solar | Photovoltaic | Not Started |  | 320 | 0 | 0 | 0
J2604 | Withdrawn | 2022-09-15 | 2025-10-27 |  | 2026-06-30 | AMEREN ILLINOIS | Clinton |  |  | IL | DPP-2022 | Central | Phase 2 | NRIS | South Centralia 138 kV | 100 | 100 | Solar | Photovoltaic | Not Started |  | 0 | 0 | 0 | 0
J2605 | Withdrawn | 2022-09-15 | 2025-10-27 |  | 2027-06-30 | MISSOURI RIVER ENERGY SERVICES - TRANSMISSION | Steele |  |  | ND | DPP-2022 | West | Phase 1 | NRIS | ALEXANDRIA 345 KV | 339 | 339 | Wind | Wind Turbine | Not Started |  | 0 | 0 | 0 | 0
J2606 | Withdrawn | 2022-09-15 | 2025-10-27 |  | 2027-06-30 | MISSOURI RIVER ENERGY SERVICES - TRANSMISSION | Steele |  |  | ND | DPP-2022 | West | Phase 1 | NRIS | Alexandria 345kV | 361 | 361 | Battery Storage | Battery Storage | Not Started |  | 0 | 0 | 0 | 0
J2607 | Active | 2022-09-15 |  |  | 2026-06-30 | AMEREN ILLINOIS | Montgomery |  |  | IL | DPP-2022 | Central | Phase 2 | NRIS | Redhawk 138 kV - MTEP Project (17976) | 200 | 200 | Battery Storage | Battery Storage | Not Started |  | 200 | 200 | 0 | 0
J2608 | Active | 2022-09-14 |  |  | 2026-09-01 |  | Stevens |  |  | MN | DPP-2022 | West | Phase 1 | NRIS | Hancock 115kV Substation | 160 | 160 | Solar | Photovoltaic | Not Started |  | 160 | 160 | 0 | 0
J2609 | Active | 2022-09-13 |  |  | 2026-09-01 | AMERICAN TRANSMISSION COMPANY | Waushara |  |  | WI | DPP-2022 | East (ATC) | Phase 1 | NRIS | Sand Lake | 80 | 80 | Solar | Photovoltaic | Not Started |  | 80 | 80 | 0 | 0
J2610 | Withdrawn | 2022-09-13 | 2025-10-27 |  | 2026-09-01 | AMEREN ILLINOIS | Bond |  |  | IL | DPP-2022 | Central | Phase 2 | NRIS | 4GREENVIL to 4HOOKDALE 138kV | 150 | 150 | Solar | Photovoltaic | Not Started |  | 0 | 0 | 0 | 0
J2611 | Active | 2022-09-14 |  |  | 2028-09-01 | METC | Alcona |  |  | MI | DPP-2022 | East (ITC) | Phase 1 | NRIS | IOSCO - SPRUCE ROAD 138.0kV | 215 | 215 | Solar | Photovoltaic | Not Started |  | 215 | 215 | 0 | 0
J2612 | Withdrawn | 2023-09-07 | 2025-07-31 |  | 2026-09-01 | ENTERGY MISSISSIPPI, LLC. EMTO | Madison |  |  | MS | DPP-2022 | South | Phase 1 | NRIS | Flora 115kV Substation | 150 | 150 | Solar | Photovoltaic | Not Started |  | 0 | 0 | 0 | 0
J2613 | Active | 2022-09-15 |  |  | 2025-10-01 | ENTERGY ARKANSAS, LLC EATO | Jackson |  |  | AR | DPP-2022 | South | Phase 1 | NRIS | HOLLAND BOTTOM - INDEPENDENCE-ISES 500.0kV | 300 | 300 | Wind | Wind Turbine | Not Started |  | 300 | 300 | 0 | 0
J2614 | Active | 2022-09-15 |  |  | 2028-09-30 | AMEREN ILLINOIS | Henry |  |  | IL | DPP-2022 | Central | Phase 2 | NRIS | Mercer 161kV | 200 | 200 | Wind | Wind Turbine | Not Started |  | 200 | 200 | 0 | 0
J2615 | Withdrawn | 2022-09-15 | 2025-10-27 |  | 2026-09-30 | SOUTHERN INDIANA GAS & ELECTRIC COMPANY D/B/A CENTERPOINT ENERGY INDIANA SOUTH | Warren |  |  | IN | DPP-2022 | Central | Phase 2 | NRIS | FB Culley to Dubois Transmission Line | 145 | 145 | Hybrid | Solar/Battery | Not Started |  | 0 | 0 | 0 | 0
J2616 | Withdrawn | 2022-09-15 | 2025-07-31 |  | 2026-09-30 | ENTERGY LOUISIANA, LLC | Acadia |  |  | LA | DPP-2022 | South | Phase 1 | NRIS | Scanlan (Cajun) to Bosco SS 138 kV line | 100 | 100 | Hybrid | Solar/Battery | Not Started |  | 0 | 0 | 0 | 0
J2617 | Withdrawn | 2022-09-15 | 2025-08-01 |  | 2026-09-30 | METC | Van Buren |  |  | MI | DPP-2022 | East (ITC) | Phase 1 | NRIS | Palisades to Argenta 345 kV | 240 | 240 | Hybrid | Solar/Battery | Not Started |  | 0 | 0 | 0 | 0
J2618 | Active | 2022-09-15 |  |  | 2027-09-30 | ITC | Macomb |  |  | MI | DPP-2022 | East (ITC) | Phase 1 | NRIS | Lenox 120kV | 100 | 100 | Battery Storage | Battery Storage | Not Started |  | 100 | 100 | 0 | 0
J2619 | Active | 2022-09-15 |  |  | 2028-09-30 | METC | Montcalm |  |  | MI | DPP-2022 | East (ITC) | Phase 1 | NRIS | Kenowa to Nelson Rd. 345kV | 140 | 140 | Hybrid | Solar/Battery | Not Started |  | 140 | 140 | 0 | 0
J2620 | Withdrawn | 2022-09-14 | 2025-07-31 |  | 2027-06-01 | ENTERGY ARKANSAS, LLC | Ouachita |  |  | AR | DPP-2022 | South | Phase 1 | NRIS | Bearden to Camden North 115 kV | 164 | 164 | Solar | Photovoltaic | Not Started |  | 0 | 0 | 0 | 0
J2621 | Withdrawn | 2022-09-14 | 2025-10-27 |  | 2027-06-01 | NORTHERN STATES POWER COMPANY | St. Croix |  |  | WI | DPP-2022 | West | Phase 1 | NRIS | Pine Lake 161 kV Substation | 115 | 115 | Battery Storage | Battery Storage | Not Started |  | 0 | 0 | 0 | 0
J2622 | Withdrawn | 2022-09-14 | 2025-07-31 |  | 2027-06-01 | ENTERGY ARKANSAS, LLC | Drew |  |  | AR | DPP-2022 | South | Phase 1 | NRIS | Wilmar to Monticello South 115 kV | 107 | 107 | Solar | Photovoltaic | Not Started |  | 0 | 0 | 0 | 0
J2623 | Withdrawn | 2022-09-14 | 2025-07-31 |  | 2027-06-01 | ENTERGY ARKANSAS, LLC | Hot Spring |  |  | AR | DPP-2022 | South | Phase 1 | NRIS | H.S. EHV to Friendship 115 kV | 125 | 125 | Solar | Photovoltaic | Not Started |  | 0 | 0 | 0 | 0
J2624 | Withdrawn | 2022-09-14 | 2023-03-24 |  | 2026-01-01 | OTTER TAIL POWER COMPANY OTP | Stevens |  |  | MN | DPP-2022 | West | Phase 1 | NRIS | Big Stone South 345kV Substation | 450 | 450 | Battery Storage | Battery Storage | Not Started |  | 0 | 0 | 0 | 0
J2625 | Withdrawn | 2022-09-15 | 2025-10-27 |  | 2026-09-30 | AMEREN TRANSMISSION COMPANY OF ILLINOIS | Marion |  |  | MO | DPP-2022 | Central | Phase 2 | NRIS | Maywood 345kV | 100 | 100 | Hybrid | Solar/Battery | Not Started |  | 0 | 0 | 0 | 0
J2626 | Withdrawn | 2022-09-15 | 2025-10-27 |  | 2026-07-31 | AMEREN ILLINOIS | Perry |  |  | IL | DPP-2022 | Central | Phase 2 | NRIS | 345kV Commodore to Jordan | 300 | 300 | Solar | Photovoltaic | Not Started |  | 0 | 0 | 0 | 0
J2627 | Pending Revision Approval | 2022-09-15 |  |  | 2025-09-30 |  | Adams |  |  | IL | DPP-2022 | Central | Phase 2 | NRIS | East Quincy | 150 | 150 | Battery Storage | Battery Storage | Not Started |  | 150 | 150 | 0 | 0
J2628 | Active | 2022-09-15 |  |  | 2028-07-01 | ITC | Huron |  |  | MI | DPP-2022 | East (ITC) | Phase 1 | NRIS | RAPSON | 250 | 250 | Battery Storage | Battery Storage | Not Started |  | 250 | 250 | 0 | 0
J2629 | Active | 2022-09-14 |  |  | 2026-09-30 | ENTERGY TEXAS, INC. ETTO | Newton |  |  | TX | DPP-2022 | South | Phase 1 | NRIS | Leach to Newton Bulk 138 kV Line | 175 | 175 | Solar | Photovoltaic | Not Started |  | 175 | 175 | 0 | 0
J2630 | Withdrawn | 2022-09-15 | 2025-07-24 |  | 2025-10-31 | ENTERGY ARKANSAS, LLC | Woodruff |  |  | AR | DPP-2022 | South | Phase 1 | NRIS | Des Arc to Cotton Plant 115 kV | 100 | 100 | Solar | Photovoltaic | Not Started |  | 0 | 0 | 0 | 0
J2631 | Withdrawn | 2022-09-15 | 2025-07-24 |  | 2025-10-31 | ENTERGY ARKANSAS, LLC | Arkansas |  |  | AR | DPP-2022 | South | Phase 1 | NRIS | Stuttgart Ricuskey- Tarleton 230 KV | 250 | 250 | Solar | Photovoltaic | Not Started |  | 0 | 0 | 0 | 0
J2632 | Withdrawn | 2022-09-15 | 2025-07-24 |  | 2025-10-31 | ENTERGY LOUISIANA, LLC | Webster |  |  | LA | DPP-2022 | South | Phase 1 | NRIS | Sarpeta to Minden 115 kV | 100 | 100 | Solar | Photovoltaic | Not Started |  | 0 | 0 | 0 | 0
J2633 | Withdrawn | 2022-09-13 | 2023-03-24 |  | 2025-06-01 | ENTERGY ARKANSAS, LLC | Van Buren |  |  | AR | DPP-2022 | South | Phase 1 | NRIS | AECC Clinton Industrial - AECC Clinton West 161 KV | 61 | 61 | Solar | Photovoltaic | Not Started |  | 0 | 0 | 0 | 0
J2634 | Active | 2022-09-12 |  |  | 2025-06-01 | ENTERGY ARKANSAS, LLC EATO | Ouachita |  |  | AR | DPP-2022 | South | Phase 1 | NRIS | CAMDEN MAGUIRE - SMACKOVER 115.0kV | 105.8 | 105.8 | Solar | Photovoltaic | Not Started |  | 105.8 | 67 | 0 | 0
J2635 | Withdrawn | 2022-09-15 | 2023-03-24 |  | 2026-09-30 | AMEREN ILLINOIS | Mason |  |  | IL | DPP-2022 | Central | Phase 2 | NRIS | Cane 138 kV | 52 | 52 | Solar | Photovoltaic | Not Started |  | 0 | 0 | 0 | 0
J2636 | Withdrawn | 2022-09-12 | 2023-03-24 |  | 2025-06-01 | ENTERGY ARKANSAS, LLC | Clark |  |  | AR | DPP-2022 | South | Phase 1 | NRIS | BISMARCK-AECC ALPINE 115 KV | 78.5 | 78.5 | Solar | Photovoltaic | Not Started |  | 0 | 0 | 0 | 0
J2637 | Withdrawn | 2022-09-10 | 2023-03-24 |  | 2025-06-01 | ENTERGY ARKANSAS, LLC | Monroe |  |  | AR | DPP-2022 | South | Phase 1 | NRIS | Cotton Plant- Brinkley West 115KV | 64.5 | 64.5 | Solar | Photovoltaic | Not Started |  | 0 | 0 | 0 | 0
J2638 | Withdrawn | 2022-09-12 | 2023-03-24 |  | 2025-06-01 | ENTERGY ARKANSAS, LLC | Nevada |  |  | AR | DPP-2022 | South | Phase 1 | NRIS | Emmet SS - Hope East SS 115KV | 58 | 58 | Solar | Photovoltaic | Not Started |  | 0 | 0 | 0 | 0
J2639 | Active | 2022-09-09 |  |  | 2025-06-01 | ENTERGY ARKANSAS, LLC EATO | Bradley |  |  | AR | DPP-2022 | South | Phase 1 | NRIS | AECC HERMITAGE SOUTH - HILO 115.0kV | 105.8 | 105.8 | Solar | Photovoltaic | Not Started |  | 105.8 | 70 | 0 | 0
J2640 | Withdrawn | 2022-09-15 | 2025-07-30 |  | 2025-06-01 | ENTERGY ARKANSAS, LLC | Calhoun |  |  | AR | DPP-2022 | South | Phase 1 | NRIS | SHERIDAN EHV - EL DORADO EHV 500.0kV | 394.5 | 394.5 | Solar | Photovoltaic | Not Started |  | 0 | 0 | 0 | 0
J2641 | Active | 2022-09-15 |  |  | 2025-10-01 | ENTERGY ARKANSAS, LLC EATO | Jackson |  |  | AR | DPP-2022 | South | Phase 1 | ERIS | NEWPORT | 200 | 200 | Wind | Wind Turbine | Not Started |  | 200 | 0 | 0 | 0
J2642 | Withdrawn | 2022-09-12 | 2025-07-31 |  | 2027-10-01 | ENTERGY LOUISIANA, LLC | Washington |  |  | LA | DPP-2022 | South | Phase 1 | NRIS | BOGALUSA - DEXTER SS (CE) 115.0kV | 50 | 50 | Battery Storage | Battery Storage | Not Started |  | 0 | 0 | 0 | 0
J2643 | Active | 2022-09-12 |  |  | 2027-10-01 | ENTERGY LOUISIANA, LLC ELTO | Washington |  |  | LA | DPP-2022 | South | Phase 1 | ERIS | BOGALUSA - DEXTER SS (CE) 115.0kV | 150 | 150 | Solar | Photovoltaic | Not Started |  | 150 | 0 | 0 | 0
J2644 | Withdrawn | 2022-09-10 | 2025-07-30 |  | 2025-06-01 | ENTERGY ARKANSAS, LLC | Chicot |  |  | AR | DPP-2022 | South | Phase 1 | NRIS | EUDORA - CHICKASAW (LAGEN) 115.0kV | 90 | 90 | Solar | Photovoltaic | Not Started |  | 0 | 0 | 0 | 0
J2645 | Withdrawn | 2022-09-15 | 2025-08-18 |  | 2024-12-01 | AMEREN ILLINOIS | St. Clair |  |  | IL | DPP-2022 | Central | Phase 2 | NRIS | 4PREST - 4BALDWIN 138.0kV | 199 | 199 | Solar | Photovoltaic | Not Started |  | 0 | 0 | 0 | 0
J2646 | Withdrawn | 2022-09-14 | 2025-07-31 |  | 2026-10-31 | ENTERGY LOUISIANA, LLC | Lincoln |  |  | LA | DPP-2022 | South | Phase 1 | NRIS | REESE 115 - TRUSSELS CROSSING (LAGEN) | 130 | 130 | Battery Storage | Battery Storage | Not Started |  | 0 | 0 | 0 | 0
J2647 | Active | 2022-09-14 |  |  | 2028-02-01 | AMEREN ILLINOIS | Franklin |  |  | IL | DPP-2022 | Central | Phase 2 | NRIS | West Frankfort East 345 kV (7E W FKFT) | 300 | 300 | Battery Storage | Battery Storage | Not Started |  | 300 | 300 | 0 | 0
J2648 | Active | 2022-09-15 |  |  | 2027-09-02 |  | Champaign |  |  | IL | DPP-2022 | Central | Phase 2 | NRIS | Sidney 138 kV | 135 | 135 | Hybrid | Solar/Battery | Not Started |  | 135 | 135 | 0 | 0
J2649 | Withdrawn | 2022-09-15 | 2023-03-24 |  | 2027-09-02 | ENTERGY ARKANSAS, LLC | Lee |  |  | AR | DPP-2022 | South | Phase 1 | NRIS | WEST MEMPHIS EHV - KEO EHV 500kv | 250 | 250 | Hybrid | Solar/Battery | Not Started |  | 0 | 0 | 0 | 0
J2650 | Withdrawn | 2022-09-14 | 2024-02-05 |  | 2027-09-30 | INDIANAPOLIS POWER & LIGHT COMPANY | Hancock |  |  | IN | DPP-2022 | Central | Phase 2 | NRIS | Sunnyside to Hanna 345 kV | 236 | 236 | Hybrid | Solar/Battery | Not Started |  | 0 | 0 | 0 | 0
J2651 | Active | 2022-09-15 |  |  | 2026-05-01 |  | East Baton Rouge |  |  | LA | DPP-2022 | South | Phase 1 | NRIS | MOLER - COLFEL 230.0kV | 160 | 160 | Solar | Photovoltaic | Not Started |  | 160 | 0 | 0 | 0
J2652 | Withdrawn | 2022-09-15 | 2025-10-27 |  | 2026-05-01 | NORTHERN STATES POWER COMPANY | Dakota |  |  | MN | DPP-2022 | West | Phase 1 | NRIS | Rosemount - Nininger (GRE) 115 kV line | 197 | 197 | Battery Storage | Battery Storage | Not Started |  | 0 | 0 | 0 | 0
J2653 | Active | 2022-09-15 |  |  | 2027-05-01 | MIDAMERICAN ENERGY CO. MEC | Polk |  |  | IA | DPP-2022 | West | Phase 1 | NRIS | Army Post 161kV Substation | 170 | 170 | Battery Storage | Battery Storage | Not Started |  | 170 | 170 | 0 | 0
J2654 | Active | 2022-09-14 |  |  | 2026-07-01 | DUKE ENERGY INDIANA, LLC CIN | Clinton |  |  | IN | DPP-2022 | Central | Phase 2 | ERIS | Frankfort - New London 230.0kV | 180 | 180 | Wind | Wind Turbine | Not Started |  | 180 | 0 | 0 | 0
J2655 | Active | 2022-09-15 |  |  | 2026-05-01 | MIDAMERICAN ENERGY CO. MEC | Polk |  |  | IA | DPP-2022 | West | Phase 1 | NRIS | Army Post 161 kV Substation | 170 | 170 | Battery Storage | Battery Storage | Not Started |  | 170 | 170 | 0 | 0
J2656 | Active | 2022-09-15 |  |  | 2026-05-01 |  | Macon |  |  | IL |  |  |  | NRIS | 4LATHAM-4N DEC E 138 kV | 180 | 180 |  |  | Not Started |  | 180 | 180 | 0 | 0
J2656 | Active | 2022-09-15 |  |  | 2026-05-01 |  | Macon | [6 empty] | NRIS | 4LATHAM-4N DEC E 138 kV | 0 | 0 |  |  | Not Started |  | 180 | 180 | 0 | 0
J2657 | Active | 2022-09-15 |  |  | 2027-05-01 | NORTHERN INDIANA PUBLIC SERVICE COMPANY LLC NIPS | White |  |  | IN | DPP-2022 | Central | Phase 2 | NRIS | REYNOLDS - BURR OAK 345.0kV | 138 | 138 | Battery Storage | Battery Storage | Not Started |  | 138 | 138 | 0 | 0
J2658 | Withdrawn | 2022-09-15 | 2023-03-23 |  | 2026-05-01 | AMEREN ILLINOIS | Cumberland |  |  | IL | DPP-2022 | Central | Phase 2 | NRIS | 7CASEY-7NEWTON 345kV | 150 | 150 | Battery Storage | Battery Storage | Not Started |  | 0 | 0 | 0 | 0
J2659 | Active | 2025-10-27 |  |  | 2026-07-20 | AMEREN TRANSMISSION COMPANY OF ILLINOIS | Sangamon |  |  | IL | DPP-2022 | Central | Phase 2 | NRIS | Turner | 150 | 150 | Solar | Photovoltaic | Not Started |  | 150 | 150 | 0 | 0
J2660 | Withdrawn | 2022-09-15 | 2023-03-23 |  | 2027-05-01 | AMEREN ILLINOIS | Cumberland |  |  | IL | DPP-2022 | Central | Phase 2 | NRIS | 7CASEY-7NEWTON 345kV | 150 | 150 | Battery Storage | Battery Storage | Not Started |  | 0 | 0 | 0 | 0
J2661 | Withdrawn | 2022-09-15 | 2025-10-27 |  | 2026-05-01 | AMEREN ILLINOIS | Marion |  |  | IL | DPP-2022 | Central | Phase 2 | NRIS | 7Xenia- 7MT Vrnon 345 KV | 200 | 200 | Solar | Photovoltaic | Not Started |  | 0 | 0 | 0 | 0
J2662 | Active | 2022-09-15 |  |  | 2026-05-01 |  | Cumberland |  |  | IL | DPP-2022 | Central | Phase 2 | NRIS | 7CASEY - 7NEWTON 345.0kV | 250 | 250 | Solar | Photovoltaic | Not Started |  | 250 | 0 | 0 | 0
J2663 | Active | 2022-09-15 |  |  | 2026-05-01 | NORTHERN INDIANA PUBLIC SERVICE COMPANY LLC NIPS | White |  |  | IN | DPP-2022 | Central | Phase 2 | NRIS | Reynolds - Burr Oak 345 kV Line | 200 | 200 | Battery Storage | Battery Storage | Not Started |  | 200 | 200 | 0 | 0
J2664 | Withdrawn | 2022-09-15 | 2025-10-27 |  | 2026-09-30 | DUKE ENERGY INDIANA, LLC | Montgomery |  |  | IN | DPP-2022 | Central | Phase 2 | NRIS | Cayuga Sta - Nucor 345 kV line | 200 | 200 | Solar | Photovoltaic | Not Started |  | 0 | 0 | 0 | 0
J2665 | Withdrawn | 2022-09-15 | 2025-07-29 |  | 2027-09-01 | MONTANA-DAKOTA UTILITIES CO. | Mercer |  |  | ND | DPP-2022 | West | Phase 1 | NRIS | Coyote Switchyard 345kV Substation | 347 | 347 | Hybrid | Solar/Battery | Not Started |  | 0 | 0 | 0 | 0
J2666 | Active | 2024-01-09 |  |  | 2026-06-30 | AMERICAN TRANSMISSION COMPANY | Walworth |  |  | WI | DPP-2022 | East (ATC) | Phase 1 | NRIS | Brick Church 138 kV | 100 | 100 | Solar | Photovoltaic | Not Started |  | 100 | 100 | 0 | 0
J2667 | Pending Revision Approval | 2022-09-14 |  |  | 2025-11-01 | ITC | Sanilac |  |  | MI | DPP-2022 | East (ITC) | Phase 1 | NRIS | GREENWOOD - RAPSON 345.0kV | 135 | 135 | Solar | Photovoltaic | Not Started |  | 135 | 135 | 0 | 0
J2668 | Pending Revision Approval | 2022-09-14 |  |  | 2025-11-01 | WOLVERINE POWER SUPPLY COOPERATIVE | Mason |  |  | MI | DPP-2022 | East (ITC) | Phase 1 | NRIS | Lake County - Pere Marquette (METC) 138.0kV | 215 | 215 | Solar | Photovoltaic | Not Started |  | 215 | 215 | 0 | 0
J2669 | Pending Revision Approval | 2022-09-14 |  |  | 2025-11-01 | WOLVERINE POWER SUPPLY COOPERATIVE | Mason |  |  | MI | DPP-2022 | East (ITC) | Phase 1 | NRIS | Lake County - Pere Marquette (METC) 138.0kV | 120 | 120 | Solar | Photovoltaic | Not Started |  | 120 | 120 | 0 | 0
J2670 | Pending Revision Approval | 2022-09-14 |  |  | 2025-11-01 |  | Mason |  |  | MI | DPP-2022 | East (ITC) | Phase 1 | NRIS | Ludington to Keystone 345 kV | 223 | 223 | Solar | Photovoltaic | Not Started |  | 223 | 223 | 0 | 0
J2671 | Withdrawn | 2022-09-14 | 2025-08-01 |  | 2025-11-01 | METC | Arenac |  |  | MI | DPP-2022 | East (ITC) | Phase 1 | NRIS | Whittemore to Twining 138 kV | 150 | 150 | Solar | Photovoltaic | Not Started |  | 0 | 0 | 0 | 0
J2672 | Active | 2022-09-14 |  |  | 2025-11-01 | METC | Shiawassee |  |  | MI | DPP-2022 | East (ITC) | Phase 1 | NRIS | BINGHAM - CORNELL 138.0kV | 120 | 120 | Solar | Photovoltaic | Not Started |  | 120 | 120 | 0 | 0
J2673 | Pending Revision Approval | 2022-09-14 |  |  | 2025-11-01 | METC | Clare |  |  | MI | DPP-2022 | East (ITC) | Phase 1 | NRIS | BARD ROAD - WARREN 138.0kV | 145 | 145 | Solar | Photovoltaic | Not Started | 2026-12-31 | 145 | 145 | 0 | 0
J2674 | Withdrawn | 2022-09-14 | 2025-08-01 |  | 2025-11-01 | METC | Clinton |  |  | MI | DPP-2022 | East (ITC) | Phase 1 | NRIS | Bingham to Marquette 138 kV | 200 | 200 | Solar | Photovoltaic | Not Started |  | 0 | 0 | 0 | 0
J2675 | Pending Revision Approval | 2022-09-14 |  |  | 2025-11-01 | METC | Gladwin |  |  | MI | DPP-2022 | East (ITC) | Phase 1 | NRIS | BARD ROAD - GALLAGHER 138.0kV | 90 | 90 | Solar | Photovoltaic | Not Started |  | 90 | 90 | 0 | 0
J2676 | Pending Revision Approval | 2022-09-14 |  |  | 2025-11-01 | ITC | Huron |  |  | MI | DPP-2022 | East (ITC) | Phase 1 | NRIS | RAPSON - STEIN 345.0kV | 200 | 200 | Solar | Photovoltaic | Not Started | 2027-10-04 | 200 | 200 | 0 | 0
J2677 | Pending Revision Approval | 2022-09-14 |  |  | 2025-11-01 | ITC | St. Clair |  |  | MI | DPP-2022 | East (ITC) | Phase 1 | NRIS | Greenwood 120 kV | 195 | 195 | Solar | Photovoltaic | Not Started |  | 195 | 195 | 0 | 0
J2678 | Pending Revision Approval | 2022-09-14 |  |  | 2025-11-01 | AMERICAN TRANSMISSION COMPANY | Delta |  |  | MI | DPP-2022 | East (ATC) | Phase 1 | NRIS | Chandler 138 kV | 150 | 150 | Solar | Photovoltaic | Not Started |  | 150 | 150 | 0 | 0
J2679 | Active | 2022-09-14 |  |  | 2027-04-15 | ITC | Livingston |  |  | MI | DPP-2022 | East (ITC) | Phase 1 | NRIS | COLFAX to Madrid 120 kV | 100 | 100 | Solar | Photovoltaic | Not Started |  | 100 | 100 | 0 | 0
J2680 | Withdrawn | 2022-09-15 | 2023-03-24 |  | 2026-10-20 | ENTERGY ARKANSAS, LLC | Dunklin |  |  | MO | DPP-2022 | South | Phase 1 | NRIS | Jim Hill-Hayti South 161 kV Line | 150 | 150 | Solar | Photovoltaic | Not Started |  | 0 | 0 | 0 | 0
J2681 | Withdrawn | 2022-09-13 | 2023-03-24 |  | 2027-08-31 | ENTERGY ARKANSAS, LLC | Columbia |  |  | AR | DPP-2022 | South | Phase 1 | NRIS | Springhill 115kV (A) to Taylor 115kV (B) | 170 | 170 | Solar | Photovoltaic | Not Started |  | 0 | 0 | 0 | 0
J2682 | Withdrawn | 2022-09-15 | 2023-03-02 |  | 2025-10-31 | ENTERGY ARKANSAS, LLC | Jackson |  |  | AR | DPP-2022 | South | Phase 1 | NRIS | Independence-ISES- Newport 161 KV | 500 | 500 | Solar | Photovoltaic | Not Started |  | 0 | 0 | 0 | 0
J2683 | Withdrawn | 2022-09-14 | 2025-07-31 |  | 2026-01-01 | ENTERGY TEXAS, INC. | Hardin |  |  | TX | DPP-2022 | South | Phase 1 | NRIS | New Substation on Rye Co - Cypress 138 kV (Same POI as J2071) | 120 | 120 | Solar | Photovoltaic | Not Started |  | 0 | 0 | 0 | 0
J2684 | Pending Revision Approval | 2022-09-08 |  |  | 2025-01-01 | ITC | St. Clair |  |  | MI | DPP-2022 | East (ITC) | Phase 1 | NRIS | BUNCE | 140 | 140 | Battery Storage | Battery Storage | Not Started |  | 140 | 140 | 0 | 0
J2685 | Active | 2025-08-21 |  |  | 2026-01-01 | ENTERGY MISSISSIPPI, LLC. EMTO | Sharkey |  |  | MS | DPP-2022 | South | Phase 1 | ERIS | ROLLING FORK | 120 | 120 | Solar | Photovoltaic | Not Started |  | 120 | 0 | 0 | 0
J2686 | Active | 2022-09-15 |  |  | 2028-09-30 | MIDAMERICAN ENERGY CO. MEC | Muscatine |  |  | IA | DPP-2022 | West | Phase 1 | NRIS | Walcott 345 kV | 150 | 150 | Wind | Wind Turbine | Not Started |  | 150 | 150 | 0 | 0
J2687 | Withdrawn | 2022-09-15 | 2025-10-27 |  | 2026-09-30 | INDIANAPOLIS POWER & LIGHT COMPANY | Hancock |  |  | IN | DPP-2022 | Central | Phase 2 | NRIS | Sunnyside to Gwynneville 345kV line | 300 | 300 | Hybrid | Solar/Battery | Not Started |  | 0 | 0 | 0 | 0
J2688 | Withdrawn | 2022-09-15 | 2025-07-31 |  | 2026-05-26 | ENTERGY TEXAS, INC. | Newton |  |  | TX | DPP-2022 | South | Phase 1 | NRIS | NEWTON 138 kV | 130 | 130 | Hybrid | Solar/Battery | Not Started |  | 0 | 0 | 0 | 0
J2689 | Active | 2025-07-31 |  |  | 2026-05-26 | ENTERGY TEXAS, INC. ETTO | Liberty |  |  | TX | DPP-2022 | South | Phase 1 | NRIS | JACINTO 230kV | 180 | 180 | Hybrid | Solar/Battery | Not Started |  | 180 | 0 | 0 | 0
J2690 | Active | 2022-09-15 |  |  | 2027-04-15 |  | Washington |  |  | IL | DPP-2022 | Central | Phase 2 | NRIS | Other_ | 500 | 500 | Hybrid | Wind/Battery | Not Started |  | 500 | 500 | 0 | 0
J2691 | Active | 2022-09-15 |  |  | 2027-04-15 | AMEREN MISSOURI | Bollinger |  |  | MO | DPP-2022 | Central | Phase 2 | ERIS | 7RUSH - 7BALDWIN 345.0kV | 250 | 250 | Hybrid | Solar/Wind/Battery | Not Started |  | 250 | 0 | 0 | 0
J2692 | Withdrawn | 2022-09-14 | 2025-07-31 |  | 2028-10-02 | ENTERGY MISSISSIPPI, LLC. | Choctaw |  |  | MS | DPP-2022 | South | Phase 1 | E-NRIS | WOLF CREEK 500 kV | 500 | 500 | High Voltage DC | Solar/Wind/Battery | Not Started |  | 0 | 0 | 0 | 0
J2693 | Active | 2022-09-14 |  |  | 2027-04-15 |  | Franklin |  |  | LA | DPP-2022 | South | Phase 1 | NRIS | WISNER | 105 | 105 | Solar | Photovoltaic | Not Started |  | 105 | 0 | 0 | 0
J2694 | Active | 2022-09-15 |  |  | 2027-04-15 |  | Christian |  |  | IL | DPP-2022 | Central | Phase 2 | NRIS | 7COFFEEN - 7PANA 345.0kV | 500 | 500 | Hybrid | Solar/Wind/Battery | Not Started |  | 500 | 500 | 0 | 0
J2695 | Withdrawn | 2022-09-14 | 2025-10-27 |  | 2027-04-15 | DUKE ENERGY INDIANA, LLC | Carroll |  |  | IN | DPP-2022 | Central | Phase 2 | NRIS | Other_ | 234 | 234 | Solar | Photovoltaic | Not Started |  | 0 | 0 | 0 | 0
J2696 | Active | 2022-09-15 |  |  | 2027-04-15 | ENTERGY ARKANSAS INC. EAI | Mississippi |  |  | AR | DPP-2022 | South | Phase 1 | NRIS | Sandy Bayou | 500 | 500 | Solar | Photovoltaic | Not Started |  | 500 | 500 | 0 | 0
J2697 | Withdrawn | 2022-09-15 | 2025-10-27 |  | 2027-04-15 | AMEREN ILLINOIS | St. Clair |  |  | IL | DPP-2022 | Central | Phase 2 | NRIS | 7ASTER - 7CMDR 345.0kV | 500 | 500 | Hybrid | Solar/Wind/Battery | Not Started |  | 0 | 0 | 0 | 0
J2698 | Withdrawn | 2022-09-14 | 2025-07-31 |  | 2028-10-02 | ENTERGY MISSISSIPPI, LLC. | Choctaw |  |  | MS | DPP-2022 | South | Phase 1 | E-NRIS | WOLF CREEK 500 kV | 500 | 500 | High Voltage DC | Wind Turbine | Not Started |  | 0 | 0 | 0 | 0
J2699 | Withdrawn | 2022-09-14 | 2025-07-31 |  | 2027-04-15 | ENTERGY LOUISIANA, LLC | East Carroll |  |  | LA | DPP-2022 | South | Phase 1 | NRIS | 115 kV DARNELL | 58.1 | 58.1 | Solar | Photovoltaic | Not Started |  | 0 | 0 | 0 | 0
J2700 | Withdrawn | 2022-09-14 | 2025-07-31 |  | 2027-04-15 | ENTERGY LOUISIANA, LLC | Calcasieu |  |  | LA | DPP-2022 | South | Phase 1 | NRIS | 138 kV LAKE CHARLES BULK | 170 | 170 | Solar | Photovoltaic | Not Started |  | 0 | 0 | 0 | 0
J2701 | Active | 2022-09-14 |  |  | 2027-04-15 | ENTERGY LOUISIANA, LLC ELTO | Jefferson Davis |  |  | LA | DPP-2022 | South | Phase 1 | NRIS | COLONIAL WELSH 138 | 100 | 100 | Solar | Photovoltaic | Not Started |  | 100 | 0 | 0 | 0
J2702 | Withdrawn | 2022-09-14 | 2025-10-27 |  | 2027-04-15 | AMEREN TRANSMISSION COMPANY OF ILLINOIS | Fulton |  |  | IL | DPP-2022 | Central | Phase 2 | NRIS | Ipava-Macomb, West-1429 138 kV | 100.8 | 100.8 | Solar | Photovoltaic | Not Started |  | 0 | 0 | 0 | 0
J2703 | Withdrawn | 2022-09-14 | 2025-10-27 |  | 2027-04-15 | AMEREN TRANSMISSION COMPANY OF ILLINOIS | Scott |  |  | IL | DPP-2022 | Central | Phase 2 | NRIS | Meredosia 345 kV | 398 | 398 | Solar | Photovoltaic | Not Started |  | 0 | 0 | 0 | 0
J2704 | Active | 2022-09-14 |  |  | 2027-04-15 |  | Ouachita |  |  | LA | DPP-2022 | South | Phase 1 | NRIS | Cargas | 500 | 500 | Solar | Photovoltaic | Not Started |  | 500 | 219 | 0 | 0
J2705 | Withdrawn | 2022-09-15 | 2025-07-31 |  | 2027-04-15 | ENTERGY LOUISIANA, LLC | Assumption |  |  | LA | DPP-2022 | South | Phase 1 | NRIS | NAPOLEONVILLE 115 kV | 220 | 220 | Solar | Photovoltaic | Not Started |  | 0 | 0 | 0 | 0
J2706 | Withdrawn | 2022-09-14 | 2025-07-31 |  | 2027-04-15 | ENTERGY LOUISIANA, LLC | Morehouse |  |  | LA | DPP-2022 | South | Phase 1 | NRIS | BAXTER WILSON SES SWYD - PERRYVILLE 500 500 kV (181.1,503.0) | 500 | 500 | Solar | Photovoltaic | Not Started |  | 0 | 0 | 0 | 0
J2707 | Withdrawn | 2022-09-15 | 2025-07-31 |  | 2027-04-15 | ENTERGY LOUISIANA, LLC | Assumption |  |  | LA | DPP-2022 | South | Phase 1 | NRIS | PAINCOURTVILLE 115 kV | 165 | 165 | Solar | Photovoltaic | Not Started |  | 0 | 0 | 0 | 0
J2708 | Active | 2022-09-14 |  |  | 2027-04-15 |  | Ouachita |  |  | LA | DPP-2022 | South | Phase 1 | NRIS | Cargas | 500 | 500 | Solar | Photovoltaic | Not Started |  | 500 | 219 | 0 | 0
J2709 | Withdrawn | 2022-09-14 | 2023-03-24 |  | 2027-04-15 | DUKE ENERGY INDIANA, LLC | Miami |  |  | IN | DPP-2022 | Central | Phase 2 | NRIS | DEEDSVILLE 345 | 228 | 228 | Solar | Photovoltaic | Not Started |  | 0 | 0 | 0 | 0
J2710 | Withdrawn | 2022-09-14 | 2025-08-01 |  | 2027-04-15 | WOLVERINE POWER SUPPLY COOPERATIVE | Clinton |  |  | MI | DPP-2022 | East (ITC) | Phase 1 | NRIS | Mulliken Jct.- Chester 69 kV | 100 | 100 | Solar | Photovoltaic | Not Started |  | 0 | 0 | 0 | 0
J2711 | Withdrawn | 2022-09-14 | 2025-10-27 |  | 2027-04-15 | NORTHERN INDIANA PUBLIC SERVICE COMPANY LLC | Porter |  |  | IN | DPP-2022 | Central | Phase 2 | NRIS | FLINT LAKE - SOUTH VALPARAISO 138 kV | 122 | 122 | Solar | Photovoltaic | Not Started |  | 0 | 0 | 0 | 0
J2712 | Withdrawn | 2022-09-14 | 2025-10-27 |  | 2027-04-15 | DUKE ENERGY INDIANA, LLC | Vermillion |  |  | IN | DPP-2022 | Central | Phase 2 | NRIS | Clinton 230 | 75 | 75 | Solar | Photovoltaic | Not Started |  | 0 | 0 | 0 | 0
J2713 | Withdrawn | 2022-09-14 | 2025-10-27 |  | 2027-04-15 | MIDAMERICAN ENERGY CO. | Mercer |  |  | IL | DPP-2022 | West | Phase 1 | NRIS | OAK GROVE - MERCER CO (AMRN) | 47.6 | 47.6 | Solar | Photovoltaic | Not Started |  | 0 | 0 | 0 | 0
J2714 | Active | 2022-09-14 |  |  | 2027-04-15 | CLECO POWER LLC CLEC | St. Landry |  |  | LA | DPP-2022 | South | Phase 1 | NRIS | Eunice | 162 | 162 | Solar | Photovoltaic | Not Started |  | 162 | 130 | 0 | 0
J2715 | Active | 2022-09-14 |  |  | 2027-04-15 | ENTERGY LOUISIANA, LLC ELTO | Acadia |  |  | LA | DPP-2022 | South | Phase 1 | NRIS | ACADIA - COLONIAL ACADEMY CO 138.0kV | 120 | 120 | Solar | Photovoltaic | Not Started |  | 120 | 0 | 0 | 0
J2716 | Active | 2022-09-14 |  |  | 2027-04-15 | NORTHERN STATES POWER COMPANY | Dakota |  |  | MN | DPP-2022 | West | Phase 1 | NRIS | HAMPTON 345 KV | 300 | 300 | Battery Storage | Battery Storage | Not Started |  | 300 | 300 | 0 | 0
J2717 | Withdrawn | 2022-09-15 | 2023-10-23 |  | 2029-05-01 | ENTERGY ARKANSAS, LLC | Hot Spring |  |  | AR | DPP-2022 | South | Phase 1 | NRIS | ETTA 500kV Substation | 600 | 600 | Hybrid | Solar/Battery | Not Started |  | 0 | 0 | 0 | 0
J2718 | Withdrawn | 2022-09-14 | 2025-10-27 |  | 2025-12-31 | AMEREN MISSOURI | New Madrid |  |  | MO | DPP-2022 | Central | Phase 2 | NRIS | Other_ | 50 | 50 | Solar | Photovoltaic | Not Started |  | 0 | 0 | 0 | 0
J2719 | Withdrawn | 2022-09-14 | 2025-08-01 |  | 2026-10-31 | METC | Gladwin |  |  | MI | DPP-2022 | East (ITC) | Phase 1 | NRIS | BARD ROAD 138kV Substation | 200 | 200 | Solar | Photovoltaic | Not Started |  | 0 | 0 | 0 | 0
J2720 | Active | 2022-09-14 |  |  | 2025-04-25 | ENTERGY MISSISSIPPI, LLC. EMTO | Yazoo |  |  | MS | DPP-2022 | South | Phase 1 | NRIS | MIDWAY SS (CE) - YAZOO CITY SS 115.0kV | 150 | 150 | Solar | Photovoltaic | Not Started |  | 150 | 150 | 0 | 0
J2721 | Withdrawn | 2023-10-19 | 2025-07-31 |  | 2026-09-01 | ENTERGY MISSISSIPPI, LLC. | Panola |  |  | MS | DPP-2022 | South | Phase 1 | NRIS | Senatobia-Sardis 115 kV Line | 120 | 120 | Solar | Photovoltaic | Not Started |  | 0 | 0 | 0 | 0
J2722 | Withdrawn | 2022-09-14 | 2025-08-14 |  | 2026-07-01 | DUKE ENERGY INDIANA, LLC | Clinton |  |  | IN | DPP-2022 | Central | Phase 2 | NRIS | Tap on Frankfort - New London 230 kV Line | 100 | 100 | Battery Storage | Battery Storage | Not Started |  | 100 | 100 | 0 | 0
J2723 | Withdrawn | 2022-09-14 | 2025-10-27 |  | 2027-06-01 | NORTHERN INDIANA PUBLIC SERVICE COMPANY LLC | Vermillion |  |  | IN | DPP-2022 | Central | Phase 2 | NRIS | EAST WINAMAC-MONTICELLO 138kV | 249 | 249 | Wind | Wind Turbine | Not Started |  | 0 | 0 | 0 | 0
J2724 | Withdrawn | 2022-09-14 | 2025-10-27 |  | 2027-06-01 | AMEREN ILLINOIS | Shelby |  |  | IL | DPP-2022 | Central | Phase 2 | NRIS | 7NEOGA-7HOLLAND 345 kV | 300 | 300 | Battery Storage | Battery Storage | Not Started |  | 0 | 0 | 0 | 0
J2725 | Withdrawn | 2022-09-15 | 2025-08-01 |  | 2027-06-01 | METC | Ionia |  |  | MI | DPP-2022 | East (ITC) | Phase 1 | NRIS | Marquette - North Belding 138kV | 100 | 100 | Solar | Photovoltaic | Not Started |  | 0 | 0 | 0 | 0
J2726 | Withdrawn | 2022-09-15 | 2025-10-27 |  | 2027-06-01 | AMEREN MISSOURI | Montgomery |  |  | MO | DPP-2022 | Central | Phase 2 | NRIS | 7Enon- 7Montgmry 345 KV | 248 | 248 | Solar | Photovoltaic | Not Started |  | 0 | 0 | 0 | 0
J2727 | Withdrawn | 2022-09-14 | 2025-07-31 |  | 2025-12-06 | ENTERGY MISSISSIPPI, LLC. | Holmes |  |  | MS | DPP-2022 | South | Phase 1 | NRIS | Pickens - Midway SS (CE) 115kV | 140 | 140 | Hybrid | Solar/Battery | Not Started |  | 0 | 0 | 0 | 0
J2728 | Active | 2022-09-14 |  |  | 2025-07-24 | ITC MIDWEST | Freeborn |  |  | MN | DPP-2022 | West | Phase 1 | NRIS | Glenworth | 150 | 150 | Battery Storage | Battery Storage | Not Started |  | 150 | 150 | 0 | 0
J2729 | Pending Revision Approval | 2022-09-14 |  |  | 2025-02-01 |  | West Baton Rouge |  |  | LA | DPP-2022 | South | Phase 1 | NRIS | ADDIS - BIG CAJUN #1 230.0kV | 200 | 200 | Solar | Photovoltaic | Not Started |  | 200 | 200 | 0 | 0
J2730 | Active | 2022-09-15 |  |  | 2025-07-24 | ITC MIDWEST | Jackson |  |  | MN | DPP-2022 | West | Phase 1 | NRIS | Jackson North 161kV Substation | 150 | 150 | Battery Storage | Battery Storage | Not Started |  | 150 | 150 | 0 | 0
J2731 | Active | 2022-09-15 |  |  | 2025-07-24 | SOUTHERN MINNESOTA MUNICIPAL POWER AGENCY | Olmsted |  |  | MN | DPP-2022 | West | Phase 1 | NRIS | Maple Leaf | 150 | 150 | Battery Storage | Battery Storage | Not Started |  | 150 | 150 | 0 | 0
J2732 | Withdrawn | 2022-09-15 | 2025-08-01 |  | 2025-12-06 | METC | Ogemaw |  |  | MI | DPP-2022 | East (ITC) | Phase 1 | NRIS | Gallagher to Twinning 138kV | 250 | 250 | Hybrid | Solar/Battery | Not Started |  | 0 | 0 | 0 | 0
J2733 | Withdrawn | 2025-09-05 | 2025-11-03 |  | 2026-09-30 | ENTERGY ARKANSAS, LLC | Lawrence |  |  | AR | DPP-2022 | South | Phase 1 | NRIS | SWIFTON - AECC HOXIE SOUTH 161.0kV | 126 | 126 | Solar | Photovoltaic | Not Started |  | 126 | 126 | 0 | 0
J2734 | Active | 2025-07-28 |  |  | 2025-12-06 | ENTERGY ARKANSAS, LLC EATO | Crittenden |  |  | AR | DPP-2022 | South | Phase 1 | NRIS | GILMORE - WILSON 161.0kV | 150 | 150 | Hybrid | Solar/Battery | Not Started |  | 150 | 75 | 0 | 0
J2735 | Withdrawn | 2022-09-15 | 2022-12-06 |  | 2026-09-30 | ENTERGY LOUISIANA, LLC | Ouachita |  |  | LA | DPP-2022 | South | Phase 1 | NRIS | Selman Field 69 kV Substation | 80 | 80 | Solar | Photovoltaic | Not Started |  | 0 | 0 | 0 | 0
J2736 | Withdrawn | 2022-09-15 | 2025-07-31 |  | 2025-12-06 | ENTERGY MISSISSIPPI, LLC. | Bolivar |  |  | MS | DPP-2022 | South | Phase 1 | NRIS | Rosedale to Stringtown 115kV | 100 | 100 | Hybrid | Solar/Battery | Not Started |  | 0 | 0 | 0 | 0
J2737 | Active | 2025-09-05 |  |  | 2026-09-30 | CLECO POWER LLC CLEC | Sabine |  |  | LA | DPP-2022 | South | Phase 1 | NRIS | Sharing substation for J1890. POI for J1890 is not in the MTEP22 model yet. Reference bus A: 48904 | 180 | 180 | Solar | Photovoltaic | Not Started |  | 180 | 180 | 0 | 0
J2738 | Active | 2022-09-15 |  |  | 2025-02-01 | MIDAMERICAN ENERGY CO. MEC | Rock Island |  |  | IL | DPP-2022 | West | Phase 1 | NRIS | SUB 17 | 128 | 128 | Hybrid | Solar/Battery | Not Started |  | 128 | 128 | 0 | 0
J2739 | Active | 2022-09-14 |  |  | 2026-09-01 |  | Ohio |  |  | KY | DPP-2022 | Central | Phase 2 | NRIS | WILSON | 100 | 100 | Solar | Photovoltaic | Not Started |  | 100 | 100 | 0 | 0
J2740 | Active | 2022-09-13 |  |  | 2029-02-15 |  | Sunflower |  |  | MS | DPP-2022 | South | Phase 1 | ERIS | DELTA SWYD - SHELBY SS 115.0kV | 150 | 150 | Solar | Photovoltaic | Not Started |  | 150 | 0 | 0 | 0
J2741 | Withdrawn | 2022-09-13 | 2025-07-31 |  | 2026-09-01 | ENTERGY MISSISSIPPI, LLC. | Sunflower |  |  | MS | DPP-2022 | South | Phase 1 | NRIS | DELTA SWYD - DREW [MS] 115.0kV | 100 | 100 | Solar | Photovoltaic | Not Started |  | 0 | 0 | 0 | 0
J2742 | Active | 2022-09-13 |  |  | 2026-09-01 | ENTERGY ARKANSAS, LLC EATO | White |  |  | AR | DPP-2022 | South | Phase 1 | NRIS | BEEBE - GARNER SS 115.0kV | 100 | 100 | Solar | Photovoltaic | Not Started |  | 100 | 0 | 0 | 0
J2743 | Withdrawn | 2022-09-15 | 2025-07-31 |  | 2026-09-01 | ENTERGY LOUISIANA, LLC | Washington |  |  | LA | DPP-2022 | South | Phase 1 | NRIS | BOGALUSA | 175 | 175 | Solar | Photovoltaic | Not Started |  | 0 | 0 | 0 | 0
J2744 | Withdrawn | 2022-09-15 | 2025-07-31 |  | 2026-09-01 | ENTERGY MISSISSIPPI, LLC. | Wilkinson |  |  | MS | DPP-2022 | South | Phase 1 | NRIS | CENTREVILLE | 50 | 50 | Solar | Photovoltaic | Not Started |  | 0 | 0 | 0 | 0
J2745 | Withdrawn | 2022-09-15 | 2025-07-31 |  | 2026-09-01 | ENTERGY MISSISSIPPI, LLC. | Humphreys |  |  | MS | DPP-2022 | South | Phase 1 | NRIS | BELZONI - BELZONI TAP SS 115.0kV | 90 | 90 | Solar | Photovoltaic | Not Started |  | 0 | 0 | 0 | 0
J2746 | Withdrawn | 2022-09-15 | 2023-03-24 |  | 2026-07-04 | HOOSIER ENERGY | Rush |  |  | IN | DPP-2022 | Central | Phase 2 | NRIS | Boyd - Sexton | 70 | 70 | Solar | Photovoltaic | Not Started |  | 0 | 0 | 0 | 0
J2747 | Active | 2022-09-15 |  |  | 2026-08-04 | DUKE ENERGY INDIANA, LLC CIN | Greene |  |  | IN | DPP-2022 | Central | Phase 2 | NRIS | Edwardsport IGCC - Amo 345.0kV | 160 | 160 | Solar | Photovoltaic | Not Started |  | 160 | 160 | 0 | 0
J2748 | Withdrawn | 2022-09-15 | 2025-10-07 |  | 2026-08-04 | OTTER TAIL POWER COMPANY | Clearwater |  |  | MN | DPP-2022 | West | Phase 1 | NRIS | Wilton - Winger 230.0kV | 150 | 150 | Solar | Photovoltaic | Not Started |  | 0 | 0 | 0 | 0
J2749 | Active | 2022-09-15 |  |  | 2026-08-04 | OTTER TAIL POWER COMPANY OTP | Polk |  |  | MN | DPP-2022 | West | Phase 1 | NRIS | Winger 115kV | 150 | 150 | Solar | Photovoltaic | Not Started |  | 150 | 150 | 0 | 0
J2750 | Active | 2025-08-21 |  |  | 2026-01-01 |  | Phillips |  |  | AR | DPP-2022 | South | Phase 1 | ERIS | RITCHIE SWYD - TARLETON 230.0kV | 197.5 | 197.5 | Solar | Photovoltaic | Not Started |  | 197.5 | 0 | 0 | 0
J2751 | Active | 2022-09-14 |  |  | 2026-01-01 | ENTERGY MISSISSIPPI, LLC. EMTO | Bolivar |  |  | MS | DPP-2022 | South | Phase 1 | ERIS | STRINGTOWN | 125 | 125 | Solar | Photovoltaic | Not Started |  | 125 | 0 | 0 | 0
J2752 | Active | 2022-09-15 |  |  | 2026-01-01 | ENTERGY MISSISSIPPI, LLC. EMTO | Montgomery |  |  | MS | DPP-2022 | South | Phase 1 | ERIS | ELLIOTT SS - SAWYER SS (CE) 115.0kV | 110 | 110 | Solar | Photovoltaic | Not Started |  | 110 | 0 | 0 | 0
J2753 | Active | 2025-08-21 |  |  | 2026-01-01 |  | East Carroll |  |  | LA | DPP-2022 | South | Phase 1 | ERIS | DARNELL - TALLULAH 115.0kV | 200 | 200 | Solar | Photovoltaic | Not Started |  | 200 | 0 | 0 | 0
J2754 | Active | 2022-09-15 |  |  | 2026-01-01 | ENTERGY TEXAS, INC. ETTO | Polk |  |  | TX | DPP-2022 | South | Phase 1 | ERIS | 138kV Bragg - SHECO Menard Line | 170 | 170 | Solar | Photovoltaic | Not Started |  | 170 | 0 | 0 | 0
J2755 | Withdrawn | 2022-09-15 | 2025-07-24 |  | 2025-10-31 | ENTERGY ARKANSAS, LLC | Pike |  |  | AR | DPP-2022 | South | Phase 1 | NRIS | AMITY SS-AECC MURFREESBORO EAST 115kV | 100 | 100 | Solar | Photovoltaic | Not Started |  | 0 | 0 | 0 | 0
J2756 | Active | 2022-09-09 |  |  | 2025-11-01 | GREAT RIVER ENERGY | Livingston |  |  | KY | DPP-2022 | Central | Phase 2 | NRIS | Burna Tap - Joy 69.0kV | 42 | 42 | Solar | Photovoltaic | Not Started |  | 42 | 42 | 0 | 0
J2757 | Active | 2025-10-17 |  |  | 2026-05-01 | MIDAMERICAN ENERGY CO. MEC | Cherokee |  |  | IA | DPP-2022 | West | Phase 1 | ERIS | LITTLE SIOUX - CLIPPER 161.0kV | 160.3 | 160.3 | Solar | Photovoltaic | Not Started |  | 160.3 | 0 | 0 | 0
J2758 | Withdrawn | 2022-09-15 | 2023-02-27 |  | 2025-10-31 | ENTERGY ARKANSAS, LLC | Jefferson |  |  | AR | DPP-2022 | South | Phase 1 | NRIS | Stuttgart Ricuskey to Woodward 230kV | 500 | 500 | Solar | Photovoltaic | Not Started |  | 0 | 0 | 0 | 0
J2759 | Pending Revision Approval | 2023-09-12 |  |  | 2029-02-15 |  | Arkansas |  |  | AR | DPP-2022 | South | Phase 1 | ERIS | STUTTGART RICUSKEY - WOODWARD 230 SUB 230.0kV | 170 | 170 | Solar | Photovoltaic | Not Started |  | 170 | 0 | 0 | 0
J2760 | Withdrawn | 2022-09-15 | 2025-10-27 |  | 2027-06-01 | MINNESOTA POWER INC. | Hubbard |  |  | MN | DPP-2022 | West | Phase 1 | NRIS | BADOURA4 (608610) 230 kV Substation | 68 | 68 | Hybrid | Solar/Battery | Not Started |  | 0 | 0 | 0 | 0
J2761 | Active | 2022-09-15 |  |  | 2029-09-28 | COOPERATIVE ENERGY SME | Marion |  |  | MS | DPP-2022 | South | Phase 1 | NRIS | Columbia | 100 | 100 | Solar | Photovoltaic | Not Started |  | 100 | 100 | 0 | 0
J2762 | Withdrawn | 2022-09-14 | 2023-03-13 |  | 2025-11-05 | AMEREN ILLINOIS | Tazewell |  |  | IL | DPP-2022 | Central | Phase 2 | NRIS | 4TAZEWELL-4FLINT 138kV | 200 | 200 | Battery Storage | Battery Storage | Not Started |  | 0 | 0 | 0 | 0
J2763 | Active | 2022-09-14 |  |  | 2025-12-06 | ENTERGY MISSISSIPPI, LLC. EMTO | Sunflower |  |  | MS | DPP-2022 | South | Phase 1 | ERIS | CLEVELAND/SOUTH - STEINER (CE) 115.0kV | 100 | 100 | Hybrid | Solar/Battery | Not Started |  | 100 | 0 | 0 | 0
J2764 | Active | 2025-07-24 |  |  | 2025-12-06 | ENTERGY ARKANSAS, LLC EATO | Craighead |  |  | AR | DPP-2022 | South | Phase 1 | NRIS | JONESBORO (APL) - CASH 161.0kV | 150 | 150 | Hybrid | Solar/Battery | Not Started |  | 150 | 150 | 0 | 0
J2765 | Withdrawn | 2022-09-15 | 2025-07-31 |  | 2025-12-06 | ENTERGY LOUISIANA, LLC | West Carroll |  |  | LA | DPP-2022 | South | Phase 1 | NRIS | Darnell 115 kV | 100 | 100 | Hybrid | Solar/Battery | Not Started |  | 0 | 0 | 0 | 0
J2766 | Withdrawn | 2023-08-21 | 2025-12-18 |  | 2025-01-01 | DUKE ENERGY INDIANA, LLC | Howard |  |  | IN | DPP-2022 | Central | Phase 2 | NRIS | Other_ | 190 | 190 | Battery Storage | Battery Storage | Not Started |  | 190 | 190 | 0 | 0
J2767 | Withdrawn | 2022-09-15 | 2025-07-31 |  | 2026-08-04 | ENTERGY TEXAS, INC. | Liberty |  |  | TX | DPP-2022 | South | Phase 1 | NRIS | Hightower - Rye 138kV | 200 | 200 | Solar | Photovoltaic | Not Started |  | 0 | 0 | 0 | 0
J2768 | Withdrawn | 2022-09-14 | 2025-07-31 |  | 2026-09-01 | ENTERGY MISSISSIPPI, LLC. | Bolivar |  |  | MS | DPP-2022 | South | Phase 1 | NRIS | Shelby SS - Roundaway SS (CE) 115 kV Line | 120 | 120 | Solar | Photovoltaic | Not Started |  | 0 | 0 | 0 | 0
J2769 | Withdrawn | 2022-09-14 | 2025-07-31 |  | 2026-09-01 | ENTERGY LOUISIANA, LLC | St. Helena |  |  | LA | DPP-2022 | South | Phase 1 | NRIS | Amite - Gillsburg Tap 115 kV | 200 | 200 | Solar | Photovoltaic | Not Started |  | 0 | 0 | 0 | 0
J2770 | Withdrawn | 2023-09-12 | 2025-07-31 |  | 2026-09-01 | CLECO POWER LLC | Grant |  |  | LA | DPP-2022 | South | Phase 1 | NRIS | Colfax-Montgomery (EES) 230 kV Line | 125 | 125 | Solar | Photovoltaic | Not Started |  | 0 | 0 | 0 | 0
J2771 | Withdrawn | 2022-09-15 | 2025-07-31 |  | 2027-03-01 | ENTERGY MISSISSIPPI, LLC. | Coahoma |  |  | MS | DPP-2022 | South | Phase 1 | NRIS | 6CROSSROADS! (337100) - 6MOONLAKE% (337107) 230 kV | 100 | 100 | Hybrid | Solar/Battery | Not Started |  | 0 | 0 | 0 | 0
J2772 | Withdrawn | 2022-09-15 | 2025-10-27 |  | 2027-06-01 | MONTANA-DAKOTA UTILITIES CO. | Mercer |  |  | ND | DPP-2022 | West | Phase 1 | NRIS | Coyote Switchyard 345 kV Substation | 200 | 200 | Hybrid | Solar/Battery | Not Started |  | 0 | 0 | 0 | 0
J2773 | Active | 2022-09-15 |  |  | 2027-06-01 |  | Poinsett |  |  | AR | DPP-2022 | South | Phase 1 | NRIS | Newport - Fisher 161 kV Line | 100 | 100 | Hybrid | Solar/Battery | Not Started |  | 100 | 100 | 0 | 0
J2774 | Withdrawn | 2024-08-20 | 2025-08-01 |  | 2026-07-20 | WOLVERINE POWER SUPPLY COOPERATIVE | Ionia |  |  | MI | DPP-2022 | East (ITC) | Phase 1 | NRIS | Other_ | 200 | 200 | Solar | Photovoltaic | Not Started |  | 0 | 0 | 0 | 0
J2775 | Withdrawn | 2022-09-08 | 2025-08-07 |  | 2025-01-01 | DUKE ENERGY INDIANA, LLC | White |  |  | IN | DPP-2022 | Central | Phase 2 | NRIS | Other_ | 125 | 125 | Battery Storage | Battery Storage | Not Started |  | 0 | 0 | 0 | 0
J2776 | Withdrawn | 2022-09-07 | 2023-03-22 |  | 2025-01-01 | NORTHERN INDIANA PUBLIC SERVICE COMPANY LLC | Fulton |  |  | IN | DPP-2022 | Central | Phase 2 | NRIS | WINAMAC to BRUCE LAKE 69kV (Circuit ID 6913) NIPSCO AREA | 10 | 10 | Hybrid | Solar/Battery | Not Started |  | 0 | 0 | 0 | 0
J2777 | Withdrawn | 2022-09-07 | 2023-03-22 |  | 2025-01-01 | DUKE ENERGY INDIANA, LLC | Madison |  |  | IN | DPP-2022 | Central | Phase 2 | NRIS | Cadiz Lapel Brockway Glass 69kV | 35 | 35 | Hybrid | Solar/Battery | Not Started |  | 0 | 0 | 0 | 0
J2778 | Withdrawn | 2022-09-07 | 2025-10-27 |  | 2025-01-01 | DUKE ENERGY INDIANA, LLC | Miami |  |  | IN | DPP-2022 | Central | Phase 2 | NRIS | Deedsville North Manchester Switching Sta 69kV (Circuit Number 6974). | 15 | 15 | Hybrid | Solar/Battery | Not Started |  | 0 | 0 | 0 | 0
J2779 | Withdrawn | 2022-09-08 | 2025-10-27 |  | 2025-01-01 | DUKE ENERGY INDIANA, LLC | Clinton |  |  | IN | DPP-2022 | Central | Phase 2 | NRIS | Lafayette to Middlefork 69kV Line (Circuit 6909) | 40 | 40 | Hybrid | Solar/Battery | Not Started |  | 0 | 0 | 0 | 0
J2780 | Withdrawn | 2023-10-05 | 2025-10-27 |  | 2025-01-01 | NORTHERN INDIANA PUBLIC SERVICE COMPANY LLC | Pulaski |  |  | IN | DPP-2022 | Central | Phase 2 | NRIS | STARKE (Actual POI is on ASPHALTUM to MEDARYVILLE 69kV Circuit 6919 an appendix G facility) | 33 | 33 | Hybrid | Solar/Battery | Not Started |  | 0 | 0 | 0 | 0
J2781 | Withdrawn | 2022-09-07 | 2025-10-27 |  | 2025-01-01 | NORTHERN INDIANA PUBLIC SERVICE COMPANY LLC | Jasper |  |  | IN | DPP-2022 | Central | Phase 2 | NRIS | Other_ | 35 | 35 | Hybrid | Solar/Battery | Not Started |  | 0 | 0 | 0 | 0
J2782 | Withdrawn | 2022-09-07 | 2025-10-27 |  | 2025-01-01 | NORTHERN INDIANA PUBLIC SERVICE COMPANY LLC | Newton |  |  | IN | DPP-2022 | Central | Phase 2 | NRIS | KENTLAND-MOROCCO 69kV | 38 | 38 | Hybrid | Solar/Battery | Not Started |  | 0 | 0 | 0 | 0
J2783 | Withdrawn | 2022-09-07 | 2025-10-27 |  | 2025-01-01 | NORTHERN INDIANA PUBLIC SERVICE COMPANY LLC | White |  |  | IN | DPP-2022 | Central | Phase 2 | NRIS | Monticello 69kV (Acutal POI is a tap on GUERNSEY - Monon Circuit 6907 an appendix G facility) | 33 | 33 | Hybrid | Solar/Battery | Not Started |  | 0 | 0 | 0 | 0
J2784 | Withdrawn | 2022-09-15 | 2025-11-03 |  | 2026-07-20 | AMEREN TRANSMISSION COMPANY OF ILLINOIS | Sangamon |  |  | IL | DPP-2022 | Central | Phase 2 | NRIS | Turner 345kv Substation | 200 | 200 | Wind | Wind Turbine | Not Started |  | 200 | 200 | 0 | 0
J2785 | Withdrawn | 2022-09-15 | 2025-07-31 |  | 2026-09-15 | ENTERGY ARKANSAS, LLC | Calhoun |  |  | AR | DPP-2022 | South | Phase 1 | NRIS | El Dorado - Sheridan 500 kV | 500 | 500 | Solar | Photovoltaic | Not Started |  | 0 | 0 | 0 | 0
J2786 | Active | 2022-09-15 |  |  | 2024-07-01 | METC | Allegan |  |  | MI | DPP-2022 | East (ITC) | Phase 1 | NRIS | ARGENTA - TALLMADGE 345.0kV | 170 | 170 | Hybrid | Solar/Battery | Not Started |  | 170 | 170 | 0 | 0
J2787 | Withdrawn | 2022-09-15 | 2023-03-27 |  | 2025-06-30 | ENTERGY ARKANSAS, LLC | Lee |  |  | AR | DPP-2022 | South | Phase 1 | NRIS | BRINKLEY EAST-AECC AUBREY 230kV | 200 | 200 | Solar | Photovoltaic | Not Started |  | 0 | 0 | 0 | 0
J2788 | Withdrawn | 2022-09-14 | 2025-08-01 |  | 2025-08-07 | ITC | Wayne |  |  | MI | DPP-2022 | East (ITC) | Phase 1 | NRIS | Dayton 120kV Substation | 100 | 100 | Battery Storage | Battery Storage | Not Started |  | 0 | 0 | 0 | 0
J2789 | Withdrawn | 2022-09-14 | 2023-03-08 |  | 2025-11-05 | AMEREN ILLINOIS | Jasper |  |  | IL | DPP-2022 | Central | Phase 2 | NRIS | 4NEWTON-4ROBNSNAM 138kV | 250 | 250 | Battery Storage | Battery Storage | Not Started |  | 0 | 0 | 0 | 0
J2790 | Withdrawn | 2022-09-14 | 2023-03-13 |  | 2026-02-05 | AMEREN TRANSMISSION COMPANY OF ILLINOIS | Christian |  |  | IL | DPP-2022 | Central | Phase 2 | NRIS | 7Pana-7Austin 345kV | 300 | 300 | Battery Storage | Battery Storage | Not Started |  | 0 | 0 | 0 | 0
J2791 | Active | 2022-09-13 |  |  | 2027-05-01 | LAFAYETTE UTILITIES SYSTEM | Lafayette |  |  | LA | DPP-2022 | South | Phase 1 | NRIS | Doc Bonin 69kV | 243.1 | 243.1 | Gas | Combustion Turbine (Simple Cycle) | Not Started |  | 243.1 | 243.1 | 0 | 0
J2792 | Withdrawn | 2022-08-31 | 2023-03-24 |  | 2026-09-01 | ENTERGY LOUISIANA, LLC ELTO | Concordia |  |  | LA | DPP-2022 | South | Phase 1 | NRIS | Persimmon Mill--Red Gum 115kV Line | 150 | 150 | Solar | Photovoltaic | Not Started |  | 0 | 0 | 0 | 0
J2793 | Active | 2022-09-14 |  |  | 2026-06-30 | AMEREN ILLINOIS | Saline |  |  | IL | DPP-2022 | Central | Phase 2 | ERIS | Muddy | 250 | 250 | Solar | Photovoltaic | Not Started |  | 250 | 0 | 0 | 0
J2794 | Pending Revision Approval | 2022-08-23 |  |  | 2029-12-27 | AMEREN ILLINOIS | Fayette |  |  | IL | DPP-2022 | Central | Phase 2 | ERIS | A Tap on Kinmundy-Otego 138kv line | 90 | 90 | Solar | Photovoltaic | Not Started |  | 90 | 0 | 0 | 0
J2795 | Withdrawn | 2022-09-15 | 2025-07-31 |  | 2025-09-30 | ENTERGY LOUISIANA, LLC | Lincoln |  |  | LA | DPP-2022 | South | Phase 1 | NRIS | DOWNSVILLE | 100 | 100 | Solar | Photovoltaic | Not Started |  | 0 | 0 | 0 | 0
J2796 | Withdrawn | 2022-09-15 | 2025-07-31 |  | 2026-10-01 | ENTERGY ARKANSAS, LLC | Jackson |  |  | AR | DPP-2022 | South | Phase 1 | NRIS | Newport Ab-Cash 161kV | 250 | 250 | Solar | Photovoltaic | Not Started |  | 0 | 0 | 0 | 0
J2797 | Pending Revision Approval | 2025-10-25 |  |  | 2026-09-15 | AMEREN ILLINOIS | White |  |  | IL | DPP-2022 | Central | Phase 2 | NRIS | Norris City North | 150 | 150 | Hybrid | Solar/Battery | Not Started |  | 150 | 150 | 0 | 0
J2798 | Withdrawn | 2022-09-15 | 2023-03-24 |  | 2026-08-15 | NORTHERN INDIANA PUBLIC SERVICE COMPANY LLC | White |  |  | IN | DPP-2022 | Central | Phase 2 | NRIS | E. Winamac - Monticello 138 kV line | 250 | 250 | Solar | Photovoltaic | Not Started |  | 0 | 0 | 0 | 0
J2799 | Active | 2025-10-25 |  |  | 2025-09-01 | METC | Van Buren |  |  | MI | DPP-2022 | East (ITC) | Phase 1 | NRIS | ARGENTA - PALISADES 345.0kV | 200 | 200 | Battery Storage | Battery Storage | Not Started |  | 200 | 200 | 0 | 0
J2800 | Withdrawn | 2022-09-15 | 2025-07-31 |  | 2028-09-29 | ENTERGY ARKANSAS, LLC | Columbia |  |  | AR | DPP-2022 | South | Phase 1 | NRIS | EL DORADO EHV - SAREPTA 345/115KV SW STA 345kV | 200 | 200 | Solar | Photovoltaic | Not Started |  | 0 | 0 | 0 | 0
J2801 | Pending Revision Approval | 2023-09-11 |  |  | 2026-09-01 |  | Woodruff |  |  | AR | DPP-2022 | South | Phase 1 | ERIS | AECC HUNTER NORTH - MCCRORY 161.0kV | 130 | 130 | Solar | Photovoltaic | Not Started |  | 130 | 0 | 0 | 0
J2802 | Withdrawn | 2022-09-15 | 2023-04-06 |  | 2025-10-31 | CLECO POWER LLC | Beauregard |  |  | LA | DPP-2022 | South | Phase 1 | NRIS | Singer J1424 to Penton 230 kV line | 100 | 100 | Solar | Photovoltaic | Not Started |  | 0 | 0 | 0 | 0
J2803 | Withdrawn | 2022-09-14 | 2025-07-31 |  | 2027-03-01 | ENTERGY MISSISSIPPI, LLC. | Carroll |  |  | MS | DPP-2022 | South | Phase 1 | NRIS | Winona (3WINONA! 337060) - Carrollton (3CARROLLTON+ 337056) 115 kV | 150 | 150 | Hybrid | Solar/Battery | Not Started |  | 0 | 0 | 0 | 0
J2804 | Withdrawn | 2022-09-15 | 2025-07-31 |  | 2017-06-01 | ENTERGY LOUISIANA, LLC | West Carroll |  |  | LA | DPP-2022 | South | Phase 1 | NRIS | Oak Grove - Galion 115kV Tap | 100 | 100 | Hybrid | Solar/Battery | Not Started |  | 0 | 0 | 0 | 0
J2805 | Withdrawn | 2022-09-13 | 2025-10-27 |  | 2026-09-01 | DUKE ENERGY INDIANA, LLC | Fountain |  |  | IN | DPP-2022 | Central | Phase 2 | NRIS | VEEDERSBURG WEST 230 Substation | 200 | 200 | Solar | Photovoltaic | Not Started |  | 0 | 0 | 0 | 0
J2806 | Active | 2022-09-13 |  |  | 2026-09-01 |  | Warren |  |  | MO | DPP-2022 | Central | Phase 2 | NRIS | Warrenton 161kV Substation | 200 | 200 | Solar | Photovoltaic | Not Started |  | 200 | 200 | 0 | 0
J2807 | Withdrawn | 2022-09-14 | 2023-03-24 |  | 2026-09-01 | METC | Ingham |  |  | MI | DPP-2022 | East (ITC) | Phase 1 | NRIS | DELHI to TOMPKINS 138kV | 100 | 100 | Solar | Photovoltaic | Not Started |  | 0 | 0 | 0 | 0
J2808 | Active | 2022-09-14 |  |  | 2026-09-01 | AMEREN ILLINOIS | Fayette |  |  | IL | DPP-2022 | Central | Phase 2 | NRIS | Ramsey East 138 sub (co-located with Dressor and Switchgrass) | 100 | 100 | Solar | Photovoltaic | Not Started |  | 100 | 100 | 0 | 0
J2809 | Active | 2022-09-14 |  |  | 2026-09-01 |  | Iroquois |  |  | IL | DPP-2022 | Central | Phase 2 | NRIS | 4GILMAN - 4PAXTON E 138 kV | 133 | 133 | Solar | Photovoltaic | Not Started |  | 133 | 133 | 0 | 0
J2810 | Withdrawn | 2022-09-14 | 2023-03-24 |  | 2026-09-01 | ITC MIDWEST | Cerro Gordo |  |  | IA | DPP-2022 | West | Phase 1 | NRIS | Killdeer 345/161 sub (Emery station 161 outlet) | 100 | 100 | Battery Storage | Battery Storage | Not Started |  | 0 | 0 | 0 | 0
J2811 | Active | 2022-09-14 |  |  | 2026-09-01 | ITC MIDWEST | Cerro Gordo |  |  | IA | DPP-2022 | West | Phase 1 | NRIS | Killdeer | 210 | 210 | Solar | Photovoltaic | Not Started |  | 210 | 210 | 0 | 0
J2812 | Active | 2022-09-14 |  |  | 2026-09-01 | METC | Hillsdale |  |  | MI | DPP-2022 | East (ITC) | Phase 1 | NRIS | MOORE ROAD | 140 | 140 | Solar | Photovoltaic | Not Started |  | 140 | 140 | 0 | 0
J2813 | Withdrawn | 2022-09-13 | 2023-03-24 |  | 2027-02-15 | METC | Saginaw |  |  | MI | DPP-2022 | East (ITC) | Phase 1 | NRIS | Slate Goss 345 KV Line | 195 | 195 | Solar | Photovoltaic | Not Started |  | 0 | 0 | 0 | 0
J2814 | Active | 2022-09-07 |  |  | 2026-02-15 | METC | Kalamazoo |  |  | MI | DPP-2022 | East (ITC) | Phase 1 | NRIS | ARGENTA - MORROW 138.0kV | 220 | 220 | Solar | Photovoltaic | Not Started | 2027-03-27 | 220 | 220 | 0 | 0
J2815 | Pending Revision Approval | 2022-08-30 |  |  | 2025-02-15 | METC | Calhoun |  |  | MI | DPP-2022 | East (ITC) | Phase 1 | NRIS | ARGENTA - VERONA 138.0kV | 140 | 140 | Solar | Photovoltaic | Not Started | 2026-02-14 | 140 | 140 | 0 | 0
J2816 | Active | 2022-09-08 |  |  | 2028-10-31 |  | Ouachita |  |  | LA | DPP-2022 | South | Phase 1 | ERIS | RILLA - RIVERTON 115.0kV | 100 | 100 | Solar | Photovoltaic | Not Started |  | 100 | 0 | 0 | 0
J2817 | Withdrawn | 2022-09-09 | 2025-07-31 |  | 2024-09-30 | EAST TEXAS ELECTRIC COOPERATIVE, INC. | Liberty |  |  | TX | DPP-2022 | South | Phase 1 | NRIS | Batiste Creek 230kV Substation | 120 | 120 | Solar | Photovoltaic | Not Started |  | 0 | 0 | 0 | 0
J2818 | Active | 2025-10-27 |  |  | 2025-03-01 | ENTERGY ARKANSAS, LLC EATO | Ouachita |  |  | AR | DPP-2022 | South | Phase 1 | NRIS | AECC CAMDEN SOUTH - STEPHENS 115.0kV | 130 | 130 | Hybrid | Solar/Battery | Not Started |  | 130 | 0 | 0 | 0
J2819 | Active | 2025-10-27 |  |  | 2025-02-01 | ENTERGY LOUISIANA, LLC ELTO | Red River |  |  | LA | DPP-2022 | South | Phase 1 | NRIS | RINGGOLD - CARROLL (CLECO) 115.0kV | 80 | 80 | Hybrid | Solar/Battery | Not Started |  | 80 | 0 | 0 | 0
J2820 | Withdrawn | 2022-09-08 | 2025-10-27 |  | 2025-03-01 | BIG RIVERS ELECTRIC CORPORATION | Daviess |  |  | KY | DPP-2022 | Central | Phase 2 | NRIS | Bon Harbor Tap-Stanley Tap 69kv | 35 | 35 | Hybrid | Solar/Battery | Not Started |  | 0 | 0 | 0 | 0
J2821 | Withdrawn | 2022-09-08 | 2025-10-27 |  | 2025-03-01 | BIG RIVERS ELECTRIC CORPORATION | Crittenden |  |  | KY | DPP-2022 | Central | Phase 2 | NRIS | Sullivan - Marion Jct 69 kV | 30 | 30 | Hybrid | Solar/Battery | Not Started |  | 0 | 0 | 0 | 0
J2822 | Active | 2022-09-08 |  |  | 2025-03-01 | METC | Van Buren |  |  | MI | DPP-2022 | East (ITC) | Phase 1 | NRIS | PALISADES - VERGENNES 345.0kV | 200 | 200 | Battery Storage | Battery Storage | Not Started |  | 200 | 200 | 0 | 0
J2823 | Withdrawn | 2022-09-09 | 2025-10-27 |  | 2025-03-01 | DUKE ENERGY INDIANA, LLC | Jefferson |  |  | IN | DPP-2022 | Central | Phase 2 | NRIS | Madison West 138kV Substation | 200 | 200 | Battery Storage | Battery Storage | Not Started |  | 0 | 0 | 0 | 0
J2824 | Withdrawn | 2022-09-12 | 2025-07-31 |  | 2025-03-01 | ENTERGY MISSISSIPPI, LLC. | Yazoo |  |  | MS | DPP-2022 | South | Phase 1 | NRIS | Picken - Midway SS (CE) 115 kV | 70 | 70 | Hybrid | Solar/Battery | Not Started |  | 0 | 0 | 0 | 0
J2825 | Withdrawn | 2022-09-13 | 2025-07-31 |  | 2025-03-01 | ENTERGY MISSISSIPPI, LLC. | Panola |  |  | MS | DPP-2022 | South | Phase 1 | NRIS | COMO - CRENSHAW 115kV | 100 | 100 | Hybrid | Solar/Battery | Not Started |  | 0 | 0 | 0 | 0
J2826 | Active | 2022-09-15 |  |  | 2027-06-01 | HOOSIER ENERGY | Greene |  |  | IN | DPP-2022 | Central | Phase 2 | NRIS | Sandborn Primary - Worthington Primary 161.0kV | 125 | 125 | Hybrid | Solar/Battery | Not Started |  | 125 | 125 | 0 | 0
J2827 | Withdrawn | 2022-09-13 | 2025-07-31 |  | 2025-03-01 | ENTERGY MISSISSIPPI, LLC. | Hinds |  |  | MS | DPP-2022 | South | Phase 1 | NRIS | Norrell 230kV Substation | 200 | 200 | Hybrid | Solar/Battery | Not Started |  | 0 | 0 | 0 | 0
J2828 | Withdrawn | 2022-09-15 | 2025-07-31 |  | 2025-03-01 | ENTERGY ARKANSAS, LLC | Pulaski |  |  | AR | DPP-2022 | South | Phase 1 | NRIS | L.R. 145th St - Wrightsville 115kV | 50 | 50 | Hybrid | Solar/Battery | Not Started |  | 0 | 0 | 0 | 0
J2829 | Withdrawn | 2022-09-15 | 2025-10-27 |  | 2025-03-01 | DUKE ENERGY INDIANA, LLC | Scott |  |  | IN | DPP-2022 | Central | Phase 2 | NRIS | Scottsburg - Speed 69kV | 30 | 30 | Hybrid | Solar/Battery | Not Started |  | 0 | 0 | 0 | 0
J2830 | Withdrawn | 2022-09-13 | 2025-10-27 |  | 2025-03-01 | HOOSIER ENERGY | Jennings |  |  | IN | DPP-2022 | Central | Phase 2 | NRIS | Brewersville - Dabney 69kV | 50 | 50 | Hybrid | Solar/Battery | Not Started |  | 0 | 0 | 0 | 0
J2831 | Withdrawn | 2022-09-15 | 2025-07-31 |  | 2027-04-01 | CLECO POWER LLC | Natchitoches |  |  | LA | DPP-2022 | South | Phase 1 | NRIS | Colfax-Rodemacher 230 kV | 36 | 36 | Hydro | Hydroelectric | Not Started |  | 0 | 0 | 0 | 0
J2832 | Withdrawn | 2022-09-14 | 2025-07-31 |  | 2025-03-01 | ENTERGY LOUISIANA, LLC | East Carroll |  |  | LA | DPP-2022 | South | Phase 1 | NRIS | Darnell - Tallulah 115 kV | 110 | 110 | Hybrid | Solar/Battery | Not Started |  | 0 | 0 | 0 | 0
J2833 | Withdrawn | 2022-09-12 | 2025-07-30 |  | 2025-03-01 | AMERICAN TRANSMISSION COMPANY | Wood |  |  | WI | DPP-2022 | East (ATC) | Phase 1 | NRIS | Sigel - Auburndale Tap (Y-107) 69kV | 40 | 40 | Hybrid | Solar/Battery | Not Started |  | 0 | 0 | 0 | 0
J2834 | Withdrawn | 2022-09-14 | 2025-07-30 |  | 2025-03-01 | AMERICAN TRANSMISSION COMPANY | Fond du Lac |  |  | WI | DPP-2022 | East (ATC) | Phase 1 | NRIS | South Fond du Lac - North Fond du Lac 69kV | 50 | 50 | Hybrid | Solar/Battery | Not Started |  | 0 | 0 | 0 | 0
J2835 | Withdrawn | 2022-09-13 | 2025-10-27 |  | 2025-03-01 | DUKE ENERGY INDIANA, LLC | Jefferson |  |  | IN | DPP-2022 | Central | Phase 2 | NRIS | Madison - Scottsburg 138kV | 50 | 50 | Hybrid | Solar/Battery | Not Started |  | 0 | 0 | 0 | 0
J2836 | Withdrawn | 2022-09-12 | 2025-10-27 |  | 2025-03-01 | BIG RIVERS ELECTRIC CORPORATION | Livingston |  |  | KY | DPP-2022 | Central | Phase 2 | NRIS | Tap - Cumberland 69.0kV | 45 | 45 | Hybrid | Solar/Battery | Not Started |  | 0 | 0 | 0 | 0
J2837 | Withdrawn | 2022-09-13 | 2025-10-27 |  | 2025-03-01 | DUKE ENERGY INDIANA, LLC | Jennings |  |  | IN | DPP-2022 | Central | Phase 2 | NRIS | North Vernon - Madison 138 kV | 50 | 50 | Hybrid | Solar/Battery | Not Started |  | 0 | 0 | 0 | 0
J2838 | Active | 2025-10-27 |  |  | 2025-03-01 |  | Richland |  |  | LA | DPP-2022 | South | Phase 1 | NRIS | DUNN - OAK RIDGE (LA) 115.0kV | 150 | 150 | Hybrid | Solar/Battery | Not Started |  | 150 | 0 | 0 | 0
J2839 | Withdrawn | 2022-09-15 | 2025-07-31 |  | 2025-10-15 | ENTERGY LOUISIANA, LLC | Ascension |  |  | LA | DPP-2022 | South | Phase 1 | NRIS | Donaldsonville to Evergreen 230 kV line | 200 | 200 | Solar | Photovoltaic | Not Started |  | 0 | 0 | 0 | 0
J2840 | Pending Revision Approval | 2022-09-15 |  |  | 2025-09-30 | SOUTHERN MINNESOTA MUNICIPAL POWER AGENCY | Olmsted |  |  | MN | DPP-2022 | West | Phase 1 | NRIS | Byron 161 kV | 200 | 200 | Battery Storage | Battery Storage | Not Started |  | 200 | 200 | 0 | 0
J2841 | Active | 2022-09-15 |  |  | 2025-10-01 | ENTERGY ARKANSAS, LLC EATO | Independence |  |  | AR | DPP-2022 | South | Phase 1 | NRIS | Independent - Holland Bottom 500kV | 500 | 500 | Wind | Wind Turbine | Not Started |  | 500 | 500 | 0 | 0
J2842 | Withdrawn | 2022-09-15 | 2023-03-24 |  | 2025-10-01 | AMEREN ILLINOIS | Mason |  |  | IL | DPP-2022 | Central | Phase 2 | NRIS | Mason 138kV | 200 | 200 | Battery Storage | Battery Storage | Not Started |  | 0 | 0 | 0 | 0
J2843 | Withdrawn | 2022-09-15 | 2025-10-27 |  | 2025-10-01 | DUKE ENERGY INDIANA, LLC | Hendricks |  |  | IN | DPP-2022 | Central | Phase 2 | NRIS | Qualitech 345kV - Amo 345kV | 110 | 110 | Wind | Wind Turbine | Not Started |  | 0 | 0 | 0 | 0
J2844 | Active | 2022-09-14 |  |  | 2025-10-01 |  | Henderson |  |  | KY | DPP-2022 | Central | Phase 2 | NRIS | AB Brown 345 - Reid EHV (BREC Terminal) 345.0kV | 200 | 200 | Battery Storage | Battery Storage | Not Started |  | 200 | 200 | 0 | 0
J2845 | Active | 2025-10-23 |  |  | 2025-10-15 | ITC MIDWEST | Freeborn |  |  | MN | DPP-2022 | West | Phase 1 | NRIS | Adams - Hayward 161kV | 200 | 200 | Solar | Photovoltaic | Not Started |  | 200 | 200 | 0 | 0
J2846 | Active | 2022-09-15 |  |  | 2025-12-01 | NORTHERN INDIANA PUBLIC SERVICE COMPANY LLC NIPS | Pulaski |  |  | IN | DPP-2022 | Central | Phase 2 | NRIS | Reynolds--Burr Oak 345kV line | 700 | 700 | Solar | Photovoltaic | Not Started |  | 700 | 700 | 0 | 0
J2847 | Active | 2022-09-15 |  |  | 2026-08-01 | NORTHERN INDIANA PUBLIC SERVICE COMPANY LLC NIPS | Starke |  |  | IN | DPP-2022 | Central | Phase 2 | NRIS | Reynolds--Burr Oak 345kV Line | 180 | 180 | Solar | Photovoltaic | Not Started |  | 180 | 180 | 0 | 0
J2848 | Active | 2025-11-19 |  |  | 2025-08-01 | INDIANAPOLIS POWER & LIGHT COMPANY | Hamilton |  |  | IN | DPP-2022 | Central | Phase 2 | NRIS | Noblesville - Fall Creek (AEP) 345.0kV | 200 | 200 | Solar | Photovoltaic | Not Started |  | 200 | 200 | 0 | 0
J2849 | Active | 2022-09-15 |  |  | 2025-12-01 | NORTHERN INDIANA PUBLIC SERVICE COMPANY LLC NIPS | Pulaski |  |  | IN | DPP-2022 | Central | Phase 2 | NRIS | Reynolds--Burr Oak 345kV line | 245 | 245 | Solar | Photovoltaic | Not Started |  | 245 | 245 | 0 | 0
J2850 | Withdrawn | 2022-09-15 | 2025-07-09 |  | 2027-06-01 | ENTERGY ARKANSAS, LLC | Chicot |  |  | AR | DPP-2022 | South | Phase 1 | NRIS | Bagby to Gerald Andrus 230 kV | 250 | 250 | Solar | Photovoltaic | Not Started |  | 0 | 0 | 0 | 0
J2851 | Withdrawn | 2022-09-15 | 2022-12-09 |  | 2027-06-01 | ENTERGY TEXAS, INC. | Walker |  |  | TX | DPP-2022 | South | Phase 1 | NRIS | Rocky Creek | 250 | 250 | Solar | Photovoltaic | Not Started |  | 0 | 0 | 0 | 0
J2852 | Active | 2022-09-14 |  |  | 2025-04-30 | OTTER TAIL POWER COMPANY OTP | Roberts |  |  | SD | DPP-2022 | West | Phase 1 | ERIS | Browns Valley 230 kV Substation | 200 | 200 | Battery Storage | Battery Storage | Not Started |  | 200 | 0 | 0 | 0
J2853 | Withdrawn | 2022-09-14 | 2025-10-27 |  | 2026-08-30 | CITY WATER LIGHT & POWER | Sangamon |  |  | IL | DPP-2022 | Central | Phase 2 | NRIS | Westchester 138 kV station - PSSE bus 343513 | 100 | 100 | Battery Storage | Battery Storage | Not Started |  | 0 | 0 | 0 | 0
J2854 | Withdrawn | 2022-09-15 | 2025-07-31 |  | 2024-06-30 | ENTERGY ARKANSAS, LLC | White |  |  | AR | DPP-2022 | South | Phase 1 | NRIS | Griffithville - SERCY Price 115 kV | 150 | 150 | Hybrid | Solar/Battery | Not Started |  | 0 | 0 | 0 | 0
J2855 | Withdrawn | 2022-09-14 | 2025-10-27 |  | 2026-03-01 | DUKE ENERGY INDIANA, LLC | Lawrence |  |  | IN | DPP-2022 | Central | Phase 2 | NRIS | Bedford - Edwardsport 138 kV line | 100 | 100 | Hybrid | Solar/Battery | Not Started |  | 0 | 0 | 0 | 0
J2856 | Withdrawn | 2022-09-15 | 2025-07-31 |  | 2024-06-30 | ENTERGY MISSISSIPPI, LLC. | Jefferson |  |  | MS | DPP-2022 | South | Phase 1 | NRIS | Franklin EHV - Grand Gulf Transmission 500 kV | 500 | 500 | Hybrid | Solar/Battery | Not Started |  | 0 | 0 | 0 | 0
J2857 | Withdrawn | 2022-09-15 | 2025-07-31 |  | 2024-06-30 | ENTERGY MISSISSIPPI, LLC. | Tunica |  |  | MS | DPP-2022 | South | Phase 1 | NRIS | Banks SS (CE) - Hambrick SS (CE) 115 kV | 150 | 150 | Hybrid | Solar/Battery | Not Started |  | 0 | 0 | 0 | 0
J2858 | Withdrawn | 2022-09-15 | 2025-07-31 |  | 2025-11-20 | ENTERGY LOUISIANA, LLC | Acadia |  |  | LA | DPP-2022 | South | Phase 1 | NRIS | Bayou Cove - Richard 138 kV circuit 2 | 110 | 110 | Solar | Photovoltaic | Not Started |  | 0 | 0 | 0 | 0
J2859 | Withdrawn | 2022-09-15 | 2025-07-31 |  | 2025-11-20 | ENTERGY ARKANSAS, LLC | Lonoke |  |  | AR | DPP-2022 | South | Phase 1 | NRIS | AECC KEO-BAUCUM 115 kV | 125 | 125 | Solar | Photovoltaic | Not Started |  | 0 | 0 | 0 | 0
J2860 | Withdrawn | 2022-09-15 | 2025-07-31 |  | 2026-10-31 | CLECO POWER LLC | Beauregard |  |  | LA | DPP-2022 | South | Phase 1 | NRIS | Roy S Nelson - DeRidder Mill 138 kV | 200 | 200 | Solar | Photovoltaic | Not Started |  | 0 | 0 | 0 | 0
J2861 | Active | 2022-09-13 |  |  | 2029-08-31 | DAIRYLAND POWER COOPERATIVE DPC | Mower |  |  | MN | DPP-2022 | West | Phase 1 | NRIS | Rochester 161kV (A) to Adams 161kV (B) | 147 | 147 | Solar | Photovoltaic | Not Started |  | 147 | 147 | 0 | 0
J2862 | Withdrawn | 2022-09-13 | 2023-03-24 |  | 2027-08-31 | ENTERGY ARKANSAS, LLC | Bradley |  |  | AR | DPP-2022 | South | Phase 1 | NRIS | AECC Hermitage South-Hilo 115kV | 150 | 150 | Solar | Photovoltaic | Not Started |  | 0 | 0 | 0 | 0
J2863 | Withdrawn | 2022-09-13 | 2025-10-20 |  | 2027-08-31 | DAIRYLAND POWER COOPERATIVE | Fillmore |  |  | MN | DPP-2022 | West | Phase 1 | NRIS | Other_ | 125 | 125 | Solar | Photovoltaic | Not Started |  | 0 | 0 | 0 | 0
J2864 | Active | 2022-09-13 |  |  | 2027-10-31 | ENTERGY ARKANSAS, LLC EATO | Nevada |  |  | AR | DPP-2022 | South | Phase 1 | NRIS | McNeil EHV to Etta EHV 500kV | 375 | 375 | Solar | Photovoltaic | Not Started |  | 375 | 375 | 0 | 0
J2865 | Active | 2022-09-13 |  |  | 2027-08-31 | ENTERGY ARKANSAS, LLC EATO | Ouachita |  |  | AR | DPP-2022 | South | Phase 1 | NRIS | El Dorado EHV - McNeil EHV 500kV | 375 | 375 | Solar | Photovoltaic | Not Started |  | 375 | 375 | 0 | 0
J2866 | Active | 2022-09-13 |  |  | 2027-08-31 | ENTERGY ARKANSAS, LLC EATO | Nevada |  |  | AR | DPP-2022 | South | Phase 1 | NRIS | McNeil 500kV (A) to Etta 500kV (B) | 375 | 375 | Solar | Photovoltaic | Not Started |  | 375 | 375 | 0 | 0
J2867 | Active | 2022-09-12 |  |  | 2029-08-31 | SOUTHERN MINNESOTA MUNICIPAL POWER AGENCY | Wabasha |  |  | MN | DPP-2022 | West | Phase 1 | NRIS | Lake City (A) to Zumbro Falls (B) | 50 | 50 | Solar | Photovoltaic | Not Started |  | 50 | 50 | 0 | 0
J2868 | Withdrawn | 2022-09-15 | 2025-08-04 |  | 2026-12-01 | NORTHERN STATES POWER COMPANY | Jackson |  |  | WI | DPP-2022 | East (ITC) | Phase 1 | NRIS | Alma Center- Merrillan (DCP) 69 KV | 46.2 | 46.2 | Solar | Photovoltaic | Not Started |  | 0 | 0 | 0 | 0
J2869 | Active | 2022-09-15 |  |  | 2027-06-01 |  | Sunflower |  |  | MS | DPP-2022 | South | Phase 1 | NRIS | GERALDANDRUS SES SWITCHYARD-INDIANOLA 230 KV | 150 | 150 | Hybrid | Solar/Battery | Not Started |  | 150 | 150 | 0 | 0
J2870 | Active | 2022-09-15 |  |  | 2026-12-01 | AMERICAN TRANSMISSION COMPANY | Sawyer |  |  | WI | DPP-2022 | East (ATC) | Phase 1 | NRIS | STONE LAKE | 243.6 | 243.6 | Solar | Photovoltaic | Not Started |  | 243.6 | 243.6 | 0 | 0
J2871 | Active | 2025-10-27 |  |  | 2025-03-01 |  | Mississippi |  |  | AR | DPP-2022 | South | Phase 1 | ERIS | AECC Dell 161kV - Nucor-Yamato 161kV Switching Station 161.0kV | 70 | 70 | Hybrid | Solar/Battery | Not Started |  | 70 | 0 | 0 | 0
J2872 | Withdrawn | 2022-09-14 | 2025-07-30 |  | 2025-12-01 | NORTHERN STATES POWER COMPANY | Dakota |  |  | MN | DPP-2022 | West | Phase 1 | NRIS | Hampton 345kV | 150 | 150 | Battery Storage | Battery Storage | Not Started |  | 0 | 0 | 0 | 0
J2873 | Active | 2022-09-13 |  |  | 2027-10-01 | COOPERATIVE ENERGY SME | Simpson |  |  | MS | DPP-2022 | South | Phase 1 | NRIS | Magee 161 - White Oak 161.0kV | 165 | 165 | Solar | Photovoltaic | Not Started |  | 165 | 165 | 0 | 0
J2874 | Active | 2022-08-31 |  |  | 2025-11-15 | METC | Bay |  |  | MI | DPP-2022 | East (ITC) | Phase 1 | NRIS | HAMPTON | 85 | 85 | Solar | Photovoltaic | Not Started | 2026-09-01 | 85 | 85 | 0 | 0
J2875 | Active | 2022-09-14 |  |  | 2025-11-01 |  | Presque Isle |  |  | MI | DPP-2022 | East (ITC) | Phase 1 | NRIS | Hagensville 138 kV Substation | 150 | 150 | Solar | Photovoltaic | Not Started |  | 150 | 150 | 0 | 0
J2876 | Withdrawn | 2022-09-14 | 2026-03-12 |  | 2025-11-01 | METC | Arenac |  |  | MI | DPP-2022 | East (ITC) | Phase 1 | NRIS | Whittemore to Twining 138 kV | 175 | 175 | Solar | Photovoltaic | Not Started |  | 175 | 175 | 0 | 0
J2877 | Active | 2022-09-14 |  |  | 2025-11-01 | METC | Midland |  |  | MI | DPP-2022 | East (ITC) | Phase 1 | NRIS | MURPHY - TITTABAWASSEE 345.0kV | 129 | 129 | Solar | Photovoltaic | Not Started |  | 129 | 129 | 0 | 0
J2878 | Withdrawn | 2022-09-14 | 2026-03-12 |  | 2025-11-01 | ITC | Sanilac |  |  | MI | DPP-2022 | East (ITC) | Phase 1 | NRIS | GREENWOOD - RAPSON 345.0kV | 200 | 200 | Solar | Photovoltaic | Not Started |  | 200 | 200 | 0 | 0
J2879 | Active | 2022-09-14 |  |  | 2025-10-01 | NORTHERN STATES POWER COMPANY | Washington |  |  | MN | DPP-2022 | West | Phase 1 | NRIS | CHEMOLITE | 80 | 80 | Battery Storage | Battery Storage | Not Started |  | 80 | 80 | 0 | 0
J2880 | Active | 2022-09-14 |  |  | 2026-07-31 | ENTERGY ARKANSAS, LLC EATO | Jefferson |  |  | AR | DPP-2022 | South | Phase 1 | NRIS | STUTTGART RICUSKEY - WOODWARD 230 SUB 230.0kV | 150 | 150 | Hybrid | Solar/Battery | Not Started |  | 150 | 150 | 0 | 0
J2881 | Active | 2022-09-14 |  |  | 2026-07-31 |  | Jefferson |  |  | AR | DPP-2022 | South | Phase 1 | NRIS | AECC PINEBERGEN - AECC GLENDALE 115.0kV | 125 | 125 | Solar | Photovoltaic | Not Started |  | 125 | 125 | 0 | 0
J2882 | Withdrawn | 2022-09-14 | 2025-07-31 |  | 2027-09-01 | CLECO POWER LLC | Beauregard |  |  | LA | DPP-2022 | South | Phase 1 | NRIS | Cooper-Penton Road 230kV | 410 | 410 | Hybrid | Solar/Battery | Not Started |  | 0 | 0 | 0 | 0
J2883 | Withdrawn | 2022-09-15 | 2025-10-27 |  | 2027-09-01 | MONTANA-DAKOTA UTILITIES CO. | Mercer |  |  | ND | DPP-2022 | West | Phase 1 | NRIS | Coyote Switchyard 345kV Substation | 347 | 347 | Hybrid | Solar/Battery | Not Started |  | 0 | 0 | 0 | 0
J2884 | Withdrawn | 2022-09-14 | 2025-07-31 |  | 2027-09-01 | CLECO POWER LLC | Beauregard |  |  | LA | DPP-2022 | South | Phase 1 | NRIS | Cooper to Penton Road 230kV | 276 | 276 | Hybrid | Solar/Battery | Not Started |  | 0 | 0 | 0 | 0
J2885 | Active | 2022-09-06 |  |  | 2025-01-10 | OTTER TAIL POWER COMPANY OTP | Red Lake |  |  | MN | DPP-2022 | West | Phase 1 | NRIS | Plummer Pipe | 130 | 130 | Solar | Photovoltaic | Not Started |  | 130 | 130 | 0 | 0
J2886 | Active | 2022-09-15 |  |  | 2029-09-17 |  | Sangamon |  |  | IL | DPP-2022 | Central | Phase 2 | NRIS | 4Auburn N-4Jacksnvl 138kV | 115 | 115 | Hybrid | Solar/Battery | Not Started |  | 115 | 115 | 0 | 0
J2887 | Withdrawn | 2022-09-13 | 2025-07-31 |  | 2027-10-01 | COOPERATIVE ENERGY | Simpson |  |  | MS | DPP-2022 | South | Phase 1 | NRIS | Magee 161 - White Oak 161.0kV | 50 | 50 | Battery Storage | Battery Storage | Not Started |  | 0 | 0 | 0 | 0
J2888 | Withdrawn | 2022-09-15 | 2025-07-31 |  | 2026-09-15 | ENTERGY LOUISIANA, LLC | Lafayette |  |  | LA | DPP-2022 | South | Phase 1 | NRIS | Baxter Wilson SES SWYD 500 kV | 500 | 500 | Solar | Photovoltaic | Not Started |  | 0 | 0 | 0 | 0
J2889 | Pending Revision Approval | 2022-09-14 |  |  | 2025-08-01 | METC | Allegan |  |  | MI | DPP-2022 | East (ITC) | Phase 1 | NRIS | Argenta 138kV | 200 | 200 | Battery Storage | Battery Storage | Not Started |  | 200 | 200 | 0 | 0
J2890 | Withdrawn | 2022-09-14 | 2025-07-31 |  | 2027-09-01 | ENTERGY LOUISIANA, LLC | Calcasieu |  |  | LA | DPP-2022 | South | Phase 1 | NRIS | Lake Charles Bulk 138kV Substation | 440 | 440 | Hybrid | Solar/Battery | Not Started |  | 0 | 0 | 0 | 0
J2891 | Active | 2024-01-09 |  |  | 2026-06-30 | AMERICAN TRANSMISSION COMPANY | Kenosha |  |  | WI | DPP-2022 | East (ATC) | Phase 1 | NRIS | Other_ | 50 | 50 | Solar | Photovoltaic | Not Started |  | 50 | 50 | 0 | 0
J2892 | Withdrawn | 2022-09-15 | 2025-09-11 |  | 2026-06-30 | ITC MIDWEST | Franklin |  |  | IA | DPP-2022 | West | Phase 1 | NRIS | Blackhawk (MEC) - Quinn 345 kV | 200 | 200 | Wind | Wind Turbine | Not Started |  | 200 | 200 | 0 | 0
J2893 | Pending Revision Approval | 2022-09-15 |  |  | 2027-08-18 | ENTERGY MISSISSIPPI, LLC. EMTO | Holmes |  |  | MS | DPP-2022 | South | Phase 1 | NRIS | DURANT - BOWLING GREEN SS 115.0kV | 200 | 200 | Hybrid | Solar/Battery | Not Started |  | 200 | 0 | 0 | 0
J2894 | Withdrawn | 2022-09-14 | 2025-10-27 |  | 2025-05-07 | DUKE ENERGY INDIANA, LLC | Hendricks |  |  | IN | DPP-2022 | Central | Phase 2 | NRIS | Westland Jct - Westline 69kV Line | 22.77 | 22.77 | Solar | Photovoltaic | Not Started |  | 0 | 0 | 0 | 0
J2895 | Withdrawn | 2022-09-15 | 2025-08-19 |  | 2025-04-30 | DUKE ENERGY INDIANA, LLC | Clark |  |  | IN | DPP-2022 | Central | Phase 2 | NRIS | Bethlehem 138kV Substation | 120 | 120 | Hybrid | Solar/Battery | Not Started |  | 120 | 0 | 0 | 0
J2896 | Withdrawn | 2022-09-14 | 2023-03-24 |  | 2025-04-30 | OTTER TAIL POWER COMPANY OTP | Sargent |  |  | ND | DPP-2022 | West | Phase 1 | NRIS | Gwinner 115kV Substation | 80 | 80 | Battery Storage | Battery Storage | Not Started |  | 0 | 0 | 0 | 0
J2897 | Active | 2022-09-15 |  |  | 2025-04-30 | ENTERGY TEXAS, INC. ETTO | San Jacinto |  |  | TX | DPP-2022 | South | Phase 1 | ERIS | RIVTRIN - SHECO CALVIN 138.0kV | 150 | 150 | Hybrid | Solar/Battery | Not Started |  | 150 | 0 | 0 | 0
J2898 | Withdrawn | 2022-09-15 | 2025-07-31 |  | 2026-04-30 | ENTERGY MISSISSIPPI, LLC. | Amite |  |  | MS | DPP-2022 | South | Phase 1 | NRIS | FRANKLIN EHV - MCKNIGHT 500.0kV | 200 | 200 | Hybrid | Solar/Battery | Not Started |  | 0 | 0 | 0 | 0
J2899 | Active | 2022-09-14 |  |  | 2026-04-30 |  | Calcasieu |  |  | LA | DPP-2022 | South | Phase 1 | ERIS | GOOS FERRY - CHALKLEY CO 230.0kV | 250 | 250 | Hybrid | Solar/Battery | Not Started |  | 250 | 0 | 0 | 0
J2900 | Withdrawn | 2022-09-15 | 2025-07-31 |  | 2026-04-30 | ENTERGY MISSISSIPPI, LLC. | Amite |  |  | MS | DPP-2022 | South | Phase 1 | NRIS | FRANKLIN EHV - MCKNIGHT 500.0kV | 400 | 400 | Hybrid | Solar/Battery | Not Started |  | 0 | 0 | 0 | 0
J2901 | Active | 2022-09-13 |  |  | 2027-10-01 | ENTERGY ARKANSAS, LLC EATO | Columbia |  |  | AR | DPP-2022 | South | Phase 1 | ERIS | MACEDONIA - TAYLOR 115.0kV | 140 | 140 | Solar | Photovoltaic | Not Started |  | 140 | 0 | 0 | 0
J2902 | Withdrawn | 2022-09-13 | 2023-03-24 |  | 2027-10-01 | ENTERGY MISSISSIPPI, LLC. | Warren |  |  | MS | DPP-2022 | South | Phase 1 | NRIS | Beech Grove SS 115 kV Substation | 70 | 70 | Battery Storage | Battery Storage | Not Started |  | 0 | 0 | 0 | 0
J2903 | Withdrawn | 2022-09-09 | 2025-07-31 |  | 2025-02-01 | COOPERATIVE ENERGY | Lincoln |  |  | MS | DPP-2022 | South | Phase 1 | NRIS | BROOKHAVEN - BROOKHAVEN/SOUTH 115.0kV | 130 | 130 | Hybrid | Solar/Battery | Not Started |  | 0 | 0 | 0 | 0
J2904 | Withdrawn | 2022-09-09 | 2025-07-31 |  | 2025-06-01 | ENTERGY LOUISIANA, LLC | Concordia |  |  | LA | DPP-2022 | South | Phase 1 | NRIS | PLANTATION | 150 | 150 | Hybrid | Solar/Battery | Not Started |  | 0 | 0 | 0 | 0
J2905 | Withdrawn | 2022-09-09 | 2025-07-31 |  | 2025-03-01 | COOPERATIVE ENERGY | Washington |  |  | MS | DPP-2022 | South | Phase 1 | NRIS | HOLLANDALE - NITTA YUMA SS (CE) 115.0kV | 100 | 100 | Hybrid | Solar/Battery | Not Started |  | 0 | 0 | 0 | 0
J2906 | Pending Revision Approval | 2022-09-15 |  |  | 2024-09-30 | METC | Kalamazoo |  |  | MI | DPP-2022 | East (ITC) | Phase 1 | NRIS | Jaguar 138kV substation | 200 | 200 | Battery Storage | Battery Storage | Not Started |  | 200 | 200 | 0 | 0
J2907 | Active | 2022-09-15 |  |  | 2026-05-26 | ENTERGY ARKANSAS, LLC EATO | Grant |  |  | AR | DPP-2022 | South | Phase 1 | NRIS | Sheridan 500 kV | 400 | 400 | Hybrid | Solar/Battery | Not Started |  | 400 | 400 | 0 | 0
J2908 | Active | 2022-07-27 |  |  | 2023-07-30 | AMEREN ILLINOIS | Morgan |  |  | IL | DPP-2022 | Central | Phase 2 | E-NRIS | Jacksonville North | 30 | 30 | Solar | Photovoltaic | Not Started |  | 30 | 30 | 0 | 0
J2909 | Withdrawn | 2022-09-14 | 2023-03-27 |  | 2027-06-15 | ENTERGY ARKANSAS, LLC | Lonoke |  |  | AR | DPP-2022 | South | Phase 1 | ERIS | Remington AECC to Lonoke E 115kV | 200 | 200 | Solar | Photovoltaic | Not Started |  | 0 | 0 | 0 | 0
J2910 | Withdrawn | 2022-09-14 | 2023-03-22 |  | 2026-06-14 | ENTERGY TEXAS, INC. | Chambers |  |  | TX | DPP-2022 | South | Phase 1 | ERIS | Stowell 230kV | 303 | 303 | Wind | Wind Turbine | Not Started |  | 0 | 0 | 0 | 0
J2911 | Withdrawn | 2022-09-15 | 2025-07-31 |  | 2027-09-01 | CLECO POWER LLC | Beauregard |  |  | LA | DPP-2022 | South | Phase 1 | NRIS | Penton 230KV Substation | 810 | 810 | Hybrid | Solar/Battery | Not Started |  | 0 | 0 | 0 | 0
J2912 | Withdrawn | 2022-09-15 | 2025-10-27 |  | 2027-09-01 | MONTANA-DAKOTA UTILITIES CO. | Mercer |  |  | ND | DPP-2022 | West | Phase 1 | NRIS | Coyote Switchyard 345kV Substation | 347 | 347 | Hybrid | Solar/Battery | Not Started |  | 0 | 0 | 0 | 0
J2913 | Active | 2022-09-15 |  |  | 2025-04-30 |  | Sargent |  |  | ND | DPP-2022 | West | Phase 1 | ERIS | Forman 115kV Substation | 90 | 90 | Battery Storage | Battery Storage | Not Started |  | 90 | 0 | 0 | 0
J2914 | Active | 2022-09-14 |  |  | 2026-04-30 | ENTERGY LOUISIANA, LLC ELTO | St. Tammany |  |  | LA | DPP-2022 | South | Phase 1 | ERIS | MCKNIGHT - PLANT DANIEL 500.0kV | 450 | 450 | Hybrid | Solar/Battery | Not Started |  | 450 | 0 | 0 | 0
J2915 | Withdrawn | 2022-09-15 | 2025-10-27 |  | 2028-07-18 | AMEREN MISSOURI | Clark |  |  | MO | DPP-2022 | Central | Phase 2 | NRIS | Other_ | 223 | 223 | Wind | Wind Turbine | Not Started |  | 0 | 0 | 0 | 0
J2916 | Withdrawn | 2022-09-14 | 2025-07-31 |  | 2026-10-31 | CLECO POWER LLC | Rapides |  |  | LA | DPP-2022 | South | Phase 1 | NRIS | East Leesville-Rodemacher 230 KV | 400 | 400 | Solar | Photovoltaic | Not Started |  | 0 | 0 | 0 | 0
J2917 | Active | 2022-09-14 |  |  | 2026-03-01 |  | Ouachita |  |  | LA | DPP-2022 | South | Phase 1 | NRIS | PRAIRIE ROAD | 80 | 80 | Solar | Photovoltaic | Not Started |  | 80 | 80 | 0 | 0
J2918 | Active | 2022-09-14 |  |  | 2025-03-01 |  | Jasper |  |  | IL | DPP-2022 | Central | Phase 2 | NRIS | 4EFFINGHM N - 4NEWTON 138kV | 97 | 97 | Solar | Photovoltaic | Not Started |  | 97 | 25 | 0 | 0
J2919 | Withdrawn | 2022-09-14 | 2025-10-27 |  | 2027-06-01 | DUKE ENERGY INDIANA, LLC | Montgomery |  |  | IN | DPP-2022 | Central | Phase 2 | NRIS | Kokomo Webster St. to Walton 230 kV | 142.59 | 142.59 | Wind | Wind Turbine | Not Started |  | 0 | 0 | 0 | 0
J2920 | Active | 2022-09-15 |  |  | 2024-12-01 | CLECO POWER LLC CLEC | Sabine |  |  | LA | DPP-2022 | South | Phase 1 | ERIS | 1673 Interconnection Substation | 92 | 92 | Solar | Photovoltaic | Not Started |  | 92 | 0 | 0 | 0
J2921 | Active | 2022-09-15 |  |  | 2026-08-31 |  | Calhoun |  |  | MI | DPP-2022 | East (ITC) | Phase 1 | NRIS | Other_ | 250 | 250 | Solar | Photovoltaic | Not Started |  | 250 | 250 | 0 | 0
J2922 | Active | 2022-09-14 |  |  | 2028-04-01 | AMEREN ILLINOIS | Jasper |  |  | IL | DPP-2022 | Central | Phase 2 | ERIS | 7CASEY - 7NEWTON 345.0kV | 250 | 250 | Solar | Photovoltaic | Not Started |  | 250 | 0 | 0 | 0
J2923 | Withdrawn | 2022-09-15 | 2025-07-31 |  | 2028-05-30 | ENTERGY ARKANSAS, LLC | Columbia |  |  | AR | DPP-2022 | South | Phase 1 | NRIS | EL DORADO EHV - SARPETA 345/115 KV SW STA 345kV | 240 | 240 | Hybrid | Solar/Battery | Not Started |  | 0 | 0 | 0 | 0
J2924 | Active | 2022-09-15 |  |  | 2027-10-31 | ENTERGY ARKANSAS, LLC EATO | Columbia |  |  | AR | DPP-2022 | South | Phase 1 | NRIS | EL DORADO EHV - SAREPTA 345/115 SS 345.0kV | 222 | 222 | Hybrid | Solar/Battery | Not Started |  | 222 | 222 | 0 | 0
J2925 | Withdrawn | 2022-09-15 | 2025-10-27 |  | 2026-07-31 | AMEREN ILLINOIS | Logan |  |  | IL | DPP-2022 | Central | Phase 2 | NRIS | Gillett | 150 | 150 | Solar | Photovoltaic | Not Started |  | 0 | 0 | 0 | 0
J2926 | Withdrawn | 2022-09-15 | 2025-10-27 |  | 2026-07-31 | AMEREN ILLINOIS | Franklin |  |  | IL | DPP-2022 | Central | Phase 2 | NRIS | Ashley to West Frankfort-1536 | 100 | 100 | Solar | Photovoltaic | Not Started |  | 0 | 0 | 0 | 0
J2927 | Withdrawn | 2022-09-15 | 2025-10-27 |  | 2026-07-31 | AMEREN ILLINOIS | Randolph |  |  | IL | DPP-2022 | Central | Phase 2 | NRIS | Tibbs | 100 | 100 | Solar | Photovoltaic | Not Started |  | 0 | 0 | 0 | 0
J2928 | Withdrawn | 2022-09-02 | 2023-03-24 |  | 2026-09-01 | METC | Poinsett |  |  | AR | DPP-2022 | South | Phase 1 | NRIS | Harrisburg 161 kV Substation | 160 | 160 | Solar | Photovoltaic | Not Started |  | 0 | 0 | 0 | 0
J2929 | Withdrawn | 2022-09-14 | 2023-03-24 |  | 2025-10-01 | BIG RIVERS ELECTRIC CORPORATION | Henderson |  |  | KY | DPP-2022 | Central | Phase 2 | NRIS | Henderson 161kV | 200 | 200 | Solar | Photovoltaic | Not Started |  | 0 | 0 | 0 | 0
J2930 | Active | 2022-09-14 |  |  | 2025-10-01 |  | Henderson |  |  | KY | DPP-2022 | Central | Phase 2 | NRIS | AB Brown 345 - Reid EHV (BREC Terminal) 345.0kV | 200 | 200 | Wind | Wind Turbine | Not Started |  | 200 | 200 | 0 | 0
J2931 | Active | 2022-09-14 |  |  | 2025-10-01 |  | Henderson |  |  | KY | DPP-2022 | Central | Phase 2 | NRIS | AB Brown 345 - Reid EHV (BREC Terminal) 345.0kV | 400 | 400 | Solar | Photovoltaic | Not Started |  | 400 | 225 | 0 | 0
J2932 | Withdrawn | 2022-09-14 | 2023-03-24 |  | 2025-10-01 | BIG RIVERS ELECTRIC CORPORATION | Henderson |  |  | KY | DPP-2022 | Central | Phase 2 | NRIS | Henderson 161kV | 100 | 100 | Battery Storage | Battery Storage | Not Started |  | 0 | 0 | 0 | 0
J2933 | Withdrawn | 2022-09-14 | 2023-03-24 |  | 2025-11-01 | METC | Bay |  |  | MI | DPP-2022 | East (ITC) | Phase 1 | NRIS | Gallagher-Tittabawassee 345kV Transmission Line | 200 | 200 | Solar | Photovoltaic | Not Started |  | 0 | 0 | 0 | 0
J2934 | Withdrawn | 2022-09-14 | 2025-08-01 |  | 2025-11-01 | METC | Saginaw |  |  | MI | DPP-2022 | East (ITC) | Phase 1 | NRIS | Thetford to Murphy 345 kV | 200 | 200 | Solar | Photovoltaic | Not Started |  | 0 | 0 | 0 | 0
J2935 | Withdrawn | 2022-09-14 | 2025-08-01 |  | 2025-11-01 | METC | Saginaw |  |  | MI | DPP-2022 | East (ITC) | Phase 1 | NRIS | Thetford to Murphy 345 kV | 200 | 200 | Solar | Photovoltaic | Not Started |  | 0 | 0 | 0 | 0
J2936 | Withdrawn | 2022-09-15 | 2023-03-02 |  | 2025-10-31 | ENTERGY ARKANSAS, LLC | Jackson |  |  | AR | DPP-2022 | South | Phase 1 | NRIS | Independence (A)(500kV) to Powerline (B) (500 kV) | 500 | 500 | Solar | Photovoltaic | Not Started |  | 0 | 0 | 0 | 0
J2937 | Active | 2022-09-15 |  |  | 2025-06-30 |  | Montgomery |  |  | IL | DPP-2022 | Central | Phase 2 | NRIS | 4PANA - 4OAKLEY 138.0kV | 186 | 186 | Solar | Photovoltaic | Not Started |  | 186 | 93 | 0 | 0
J2938 | Active | 2022-09-15 |  |  | 2025-06-30 | AMEREN ILLINOIS | Knox |  |  | IL | DPP-2022 | Central | Phase 2 | NRIS | 4MONM BLVD W - 4CASTRO_JCT 138.0kV | 200 | 200 | Wind | Wind Turbine | Not Started |  | 200 | 200 | 0 | 0
J2939 | Withdrawn | 2022-09-14 | 2025-07-31 |  | 2025-11-30 | COOPERATIVE ENERGY | Tunica |  |  | MS | DPP-2022 | South | Phase 1 | NRIS | Hambrick Switching Station 115kV | 150 | 150 | Solar | Photovoltaic | Not Started |  | 0 | 0 | 0 | 0
J2940 | Withdrawn | 2022-09-14 | 2023-03-24 |  | 2025-11-30 | ENTERGY MISSISSIPPI, LLC. | Sharkey |  |  | MS | DPP-2022 | South | Phase 1 | NRIS | Nitta Yuma SS (CE) - Rolling Fork 115 kV | 100 | 100 | Solar | Photovoltaic | Not Started |  | 0 | 0 | 0 | 0
J2941 | Withdrawn | 2022-09-14 | 2023-03-24 |  | 2025-11-30 | ENTERGY ARKANSAS, LLC | Chicot |  |  | AR | DPP-2022 | South | Phase 1 | NRIS | Macon Lake SS - Lake Chicot Pump STA 115kV | 100 | 100 | Solar | Photovoltaic | Not Started |  | 0 | 0 | 0 | 0
J2942 | Withdrawn | 2022-09-13 | 2025-07-31 |  | 2025-10-31 | CLECO POWER LLC | Beauregard |  |  | LA | DPP-2022 | South | Phase 1 | NRIS-Only | Cooper to Penton Road 230 kV | 200 | 200 | Solar | Photovoltaic | Not Started |  | 0 | 0 | 0 | 0
J2943 | Withdrawn | 2022-09-14 | 2023-03-25 |  | 2026-10-31 | ENTERGY LOUISIANA, LLC | Webster |  |  | LA | DPP-2022 | South | Phase 1 | NRIS | Minden to Sarepta 115 kV | 140 | 140 | Battery Storage | Battery Storage | Not Started |  | 0 | 0 | 0 | 0
J2944 | Active | 2022-09-15 |  |  | 2027-04-01 | AMERICAN TRANSMISSION COMPANY | Portage |  |  | WI | DPP-2022 | East (ATC) | Phase 1 | NRIS | Rocky Run - Gardner Park 345.0kV | 350 | 350 | Gas | Piston (Engine), Internal Combustion (Diesel) | Not Started |  | 350 | 350 | 0 | 0
J2945 | Active | 2022-09-15 |  |  | 2027-04-01 |  | Washington |  |  | IA | DPP-2022 | Central | Phase 2 | NRIS | SUB T 3 - HILLS 3 345.0kV | 350 | 350 | Gas | Steam Turbine (including Nuclear, Geothermal and Solar Steam) | Not Started |  | 350 | 350 | 0 | 0
J2946 | Active | 2022-09-15 |  |  | 2027-04-01 | ITC MIDWEST | Dubuque |  |  | IA | DPP-2022 | West | Phase 1 | NRIS | Salem - Hickory Creek 345 kV line | 160 | 160 | Gas | Piston (Engine), Internal Combustion (Diesel) | Not Started |  | 160 | 160 | 0 | 0
J2947 | Active | 2022-09-15 |  |  | 2026-04-01 | AMERICAN TRANSMISSION COMPANY | Rock |  |  | WI | DPP-2022 | East (ATC) | Phase 1 | NRIS | Rock River 138 kV Substations 1 (6 RICE) and 2 (5 RICE) | 205 | 205 | Gas | Piston (Engine), Internal Combustion (Diesel) | Not Started |  | 205 | 205 | 0 | 0
J2948 | Active | 2022-09-15 |  |  | 2024-09-01 | ITC MIDWEST | Marshall |  |  | IA | DPP-2022 | West | Phase 1 | NRIS | Marshalltown | 75 | 75 | Gas | Combined Cycle | Not Started |  | 75 | 75 | 0 | 0
J2949 | Active | 2022-09-14 |  |  | 2027-06-30 | ITC MIDWEST | Marshall |  |  | IA | DPP-2022 | West | Phase 1 | NRIS | Marshalltown 161 kV Substation | 100 | 100 | Battery Storage | Battery Storage | Not Started |  | 100 | 100 | 0 | 0
J2950 | Withdrawn | 2022-09-15 | 2025-10-27 |  | 2018-09-15 | MIDAMERICAN ENERGY CO. | Clay |  |  | IA | DPP-2022 | West | Phase 1 | NRIS-Only | Clay County | 299.3 | 299.3 | Wind | Wind Turbine | Not Started |  | 0 | 0 | 0 | 0
J2951 | Active | 2022-09-05 |  |  | 2024-06-01 | ITC MIDWEST | Union |  |  | IA | DPP-2022 | West | Phase 1 | NRIS-Only | Creston Roadhouse | 50 | 50 | Solar | Solar/Battery | Not Started |  | 0 | 50 | 0 | 0
J2952 | Active | 2022-09-14 |  |  | 2026-09-30 | ENTERGY TEXAS, INC. ETTO | Chambers |  |  | TX | DPP-2022 | South | Phase 1 | NRIS | Crooked Bayou to Stowell 138 kV Line | 100 | 100 | Solar | Photovoltaic | Not Started |  | 100 | 100 | 0 | 0
J2953 | Withdrawn | 2022-09-14 | 2025-07-31 |  | 2026-09-30 | ENTERGY TEXAS, INC. | Orange |  |  | TX | DPP-2022 | South | Phase 1 | NRIS | CHISHOLM RD - SABINE 230 kV | 400 | 400 | Hybrid | Solar/Battery | Not Started |  | 0 | 0 | 0 | 0
J2954 | Active | 2022-09-14 |  |  | 2026-09-30 | ENTERGY ARKANSAS, LLC EATO | Clay |  |  | AR | DPP-2022 | South | Phase 1 | NRIS | AECC CORNING NORTH √É¬¢?? DATTO 161 KV | 100 | 100 | Solar | Photovoltaic | Not Started |  | 100 | 100 | 0 | 0
J2955 | Active | 2023-11-07 |  |  | 2026-09-30 | ENTERGY ARKANSAS, LLC EATO | Saline |  |  | AR | DPP-2022 | South | Phase 1 | NRIS | WRIGHTSVILLE √É¬¢?? WHITE BLUFF EHV 115 KV | 150 | 150 | Solar | Photovoltaic | Not Started |  | 150 | 150 | 0 | 0
J2956 | Active | 2022-09-15 |  |  | 2027-03-01 |  | Morehouse |  |  | LA | DPP-2022 | South | Phase 1 | NRIS | Galion 115 kV Substation | 100 | 100 | Hybrid | Solar/Battery | Not Started |  | 100 | 100 | 0 | 0
J2957 | Active | 2022-09-15 |  |  | 2027-01-01 | ENTERGY MISSISSIPPI, LLC. EMTO | Panola |  |  | MS | DPP-2022 | South | Phase 1 | NRIS | Como - Crenshaw 115 kV Line | 100 | 100 | Hybrid | Solar/Battery | Not Started |  | 100 | 100 | 0 | 0
J2958 | Withdrawn | 2022-09-15 | 2025-07-31 |  | 2027-06-01 | ENTERGY LOUISIANA, LLC | Claiborne |  |  | LA | DPP-2022 | South | Phase 1 | NRIS | Haynesville South 115kV Substation | 100 | 100 | Hybrid | Solar/Battery | Not Started |  | 0 | 0 | 0 | 0
J2959 | Withdrawn | 2022-09-15 | 2025-10-27 |  | 2027-06-01 | NORTHERN INDIANA PUBLIC SERVICE COMPANY LLC | Starke |  |  | IN | DPP-2022 | Central | Phase 2 | NRIS | Rollin Schahfer (17SCHAHFER 255110) 345 kV | 200 | 200 | Hybrid | Solar/Battery | Not Started |  | 0 | 0 | 0 | 0
J2960 | Withdrawn | 2022-09-15 | 2025-10-27 |  | 2027-01-01 | SOUTHERN INDIANA GAS & ELECTRIC COMPANY D/B/A CENTERPOINT ENERGY INDIANA SOUTH | Spencer |  |  | IN | DPP-2022 | Central | Phase 2 | NRIS | 10CULY13 253500 (F.B. Culley ) - 10AEP_T 353586 (tap between Culley (10CULY13 253500) - Grandview ( | 150 | 150 | Hybrid | Solar/Battery | Not Started |  | 0 | 0 | 0 | 0
J2961 | Withdrawn | 2022-09-15 | 2025-10-27 |  | 2027-06-01 | DUKE ENERGY INDIANA, LLC | Daviess |  |  | IN | DPP-2022 | Central | Phase 2 | NRIS | Edwardsport Station (08EDWRDS 249722) - Whitefield (08WHTFLD 249876) 138 kV | 100 | 100 | Hybrid | Solar/Battery | Not Started |  | 0 | 0 | 0 | 0
J2962 | Withdrawn | 2022-09-15 | 2025-10-27 |  | 2026-12-01 | Southern Illinois Power Cooperative | Hamilton |  |  | IL | DPP-2022 | Central | Phase 2 | NRIS | Akin - Hamilton 138 kV | 150 | 150 | Hybrid | Solar/Battery | Not Started |  | 0 | 0 | 0 | 0
J2963 | Active | 2022-09-14 |  |  | 2025-10-01 |  | Mason |  |  | IL | DPP-2022 | Central | Phase 2 | NRIS | Puro | 200 | 200 | Wind | Wind Turbine | Not Started |  | 200 | 200 | 0 | 0
J2964 | Withdrawn | 2022-09-15 | 2025-07-31 |  | 2025-10-01 | ENTERGY MISSISSIPPI, LLC. | Tallahatchie |  |  | MS | DPP-2022 | South | Phase 1 | NRIS | Webb 115 kV | 220 | 220 | Wind | Wind Turbine | Not Started |  | 0 | 0 | 0 | 0
J2965 | Active | 2022-09-15 |  |  | 2025-10-01 | ENTERGY LOUISIANA, LLC ELTO | Morehouse |  |  | LA | DPP-2022 | South | Phase 1 | NRIS | OAK GROVE 115 SUB | 180 | 180 | Wind | Wind Turbine | Not Started |  | 180 | 180 | 0 | 0
J2966 | Active | 2022-09-08 |  |  | 2025-10-15 | ENTERGY MISSISSIPPI, LLC. EMTO | Quitman |  |  | MS | DPP-2022 | South | Phase 1 | NRIS | Batesville to Moon Lake ss 230kV Line | 450 | 450 | Solar | Photovoltaic | Not Started |  | 450 | 0 | 0 | 0
J2967 | Active | 2022-09-09 |  |  | 2025-10-15 |  | Jefferson Davis |  |  | LA | DPP-2022 | South | Phase 1 | NRIS | Lowe Grout Rd to Jennings 138kV Line | 200 | 200 | Solar | Photovoltaic | Not Started |  | 200 | 0 | 0 | 0
J2968 | Withdrawn | 2022-09-12 | 2025-07-31 |  | 2023-09-01 | ENTERGY LOUISIANA, LLC | Jefferson Davis |  |  | LA | DPP-2022 | South | Phase 1 | NRIS-Only | LC Bulk to Henning 138kV Line (Circuit 28) | 165 | 165 | Solar | Photovoltaic | Not Started |  | 0 | 0 | 0 | 0
J2969 | Active | 2022-09-12 |  |  | 2002-11-01 | MICHIGAN PUBLIC POWER AGENCY MPPA | Kalkaska |  |  | MI | DPP-2022 | East (ITC) | Phase 1 | NRIS | Kalkaska Gen | 13.4 | 13.4 | Gas | Combustion Turbine (Simple Cycle) | Not Started |  | 13.4 | 13.4 | 0 | 0
J2970 | Pending Revision Approval | 2022-09-15 |  |  | 2026-08-15 | SOUTHERN INDIANA GAS & ELECTRIC COMPANY D/B/A CENTERPOINT ENERGY INDIANA SOUTH | Posey |  |  | IN | DPP-2022 | Central | Phase 2 | NRIS | AB Brown 345 - Gibson (Duke Terminal) 345.0kV | 250 | 250 | Solar | Photovoltaic | Not Started |  | 250 | 250 | 0 | 0
J2971 | Withdrawn | 2022-09-15 | 2023-03-24 |  | 2026-08-15 | COOPERATIVE ENERGY | Covington |  |  | MS | DPP-2022 | South | Phase 1 | NRIS | Southwest Lone Star 161 kV - Mississippi Hub 161 kV | 280 | 280 | Solar | Photovoltaic | Not Started |  | 0 | 0 | 0 | 0
J2972 | Active | 2022-09-15 |  |  | 2026-08-15 | AMEREN ILLINOIS | Adams |  |  | IL | DPP-2022 | Central | Phase 2 | NRIS | 4HULL - 4HERLEMAN 138.0kV | 140 | 140 | Solar | Photovoltaic | Not Started |  | 140 | 140 | 0 | 0
J2973 | Active | 2022-09-15 |  |  | 2026-08-15 | AMEREN TRANSMISSION COMPANY OF ILLINOIS | Christian |  |  | IL | DPP-2022 | Central | Phase 2 | NRIS | 7FARADAY - 7PANA 345.0kV | 250 | 250 | Solar | Photovoltaic | Not Started |  | 250 | 250 | 0 | 0
J2974 | Active | 2022-09-15 |  |  | 2026-08-15 | AMEREN ILLINOIS | Adams |  |  | IL | DPP-2022 | Central | Phase 2 | NRIS | 4HULL - 4HERLEMAN 138.0kV | 50 | 50 | Battery Storage | Battery Storage | Not Started |  | 50 | 50 | 0 | 0
J2975 | Withdrawn | 2022-09-15 | 2025-07-31 |  | 2025-05-31 | ENTERGY TEXAS, INC. | Jefferson |  |  | TX | DPP-2022 | South | Phase 1 | NRIS | Bevil Substation 230 kV | 44.1 | 44.1 | Hybrid | Solar/Battery | Not Started |  | 0 | 0 | 0 | 0
J2976 | Withdrawn | 2022-09-15 | 2025-07-31 |  | 2025-05-31 | EAST TEXAS ELECTRIC COOPERATIVE, INC. | Jasper |  |  | TX | DPP-2022 | South | Phase 1 | NRIS | Mill Creek SW Station 138 kV | 50 | 50 | Hybrid | Solar/Battery | Not Started |  | 0 | 0 | 0 | 0
J2977 | Withdrawn | 2022-09-13 | 2023-03-24 |  | 2027-08-31 | ENTERGY ARKANSAS, LLC | Bradley |  |  | AR | DPP-2022 | South | Phase 1 | NRIS | AECC Hermitage south- Hilo 115Kv | 150 | 150 | Solar | Photovoltaic | Not Started |  | 0 | 0 | 0 | 0
J2978 | Withdrawn | 2022-09-13 | 2023-03-25 |  | 2026-10-31 | ENTERGY ARKANSAS, LLC | Crittenden |  |  | AR | DPP-2022 | South | Phase 1 | NRIS | West Memphis EHV to Keo 500 kV | 100 | 100 | Battery Storage | Battery Storage | Not Started |  | 0 | 0 | 0 | 0
J2979 | Withdrawn | 2022-09-13 | 2025-10-27 |  | 2023-09-30 | AMEREN ILLINOIS | Mason |  |  | IL | DPP-2022 | Central | Phase 2 | NRIS | Mason City West 69 kV Substation | 50 | 50 | Solar | Photovoltaic | Not Started |  | 0 | 0 | 0 | 0
J2980 | Withdrawn | 2022-09-14 | 2025-07-31 |  | 2023-10-02 | COOPERATIVE ENERGY | Perry |  |  | MS | DPP-2022 | South | Phase 1 | NRIS | Hintonville 161/69 kV Substation | 100 | 100 | Solar | Photovoltaic | Not Started |  | 0 | 0 | 0 | 0
J2981 | Withdrawn | 2022-09-14 | 2025-10-27 |  | 2023-09-30 | AMEREN MISSOURI | Audrain |  |  | MO | DPP-2022 | Central | Phase 2 | NRIS | Ameren Centralia 69 kV Substation | 30 | 30 | Solar | Photovoltaic | Not Started |  | 0 | 0 | 0 | 0
J2982 | Active | 2022-09-14 |  |  | 2023-09-30 |  | Warren |  |  | IL | DPP-2022 | Central | Phase 2 | NRIS | Line 6629 Monmouth 69 kV Switching Station | 35 | 35 | Solar | Photovoltaic | Not Started |  | 35 | 35 | 0 | 0
J2983 | Active | 2022-09-15 |  |  | 2025-09-15 | ENTERGY ARKANSAS, LLC EATO | Grant |  |  | AR | DPP-2022 | South | Phase 1 | ERIS | WOODWARD 115 SUB - AECC GRAPEVINE 115.0kV | 140 | 140 | Solar | Photovoltaic | Not Started |  | 140 | 0 | 0 | 0
J2984 | Withdrawn | 2022-09-15 | 2025-07-31 |  | 2025-09-15 | ENTERGY ARKANSAS, LLC | Clay |  |  | AR | DPP-2022 | South | Phase 1 | NRIS | Corning North to Datto 161kV Line | 150 | 150 | Solar | Photovoltaic | Not Started |  | 0 | 0 | 0 | 0
J2985 | Active | 2022-09-15 |  |  | 2025-09-15 |  | Chicot |  |  | AR | DPP-2022 | South | Phase 1 | ERIS | AECC CHICOT - EUDORA 115.0kV | 135 | 135 | Solar | Photovoltaic | Not Started |  | 135 | 0 | 0 | 0
J2986 | Active | 2022-09-15 |  |  | 2025-09-15 |  | Arkansas |  |  | AR | DPP-2022 | South | Phase 1 | ERIS | AECC DELUCE - GILLETT 115.0kV | 80 | 80 | Solar | Photovoltaic | Not Started |  | 80 | 0 | 0 | 0
J2987 | Active | 2022-09-14 |  |  | 2025-09-15 | HOOSIER ENERGY | Greene |  |  | IN | DPP-2022 | Central | Phase 2 | ERIS | Merom Primary - Worthington Primary 345.0kV | 200 | 200 | Solar | Photovoltaic | Not Started |  | 200 | 0 | 0 | 0
J2988 | Active | 2022-09-14 |  |  | 2025-03-15 | MIDAMERICAN ENERGY CO. MEC | Humboldt |  |  | IA | DPP-2022 | West | Phase 1 | NRIS | J2256 POI - Irvington 345kV line | 175 | 175 | Wind | Wind Turbine | Not Started |  | 175 | 175 | 0 | 0
J2989 | Active | 2022-09-14 |  |  | 2025-06-15 | MIDAMERICAN ENERGY CO. MEC | Hardin |  |  | IA | DPP-2022 | West | Phase 1 | NRIS | Blackhawk (MEC)- Quinn 345 KV | 200 | 200 | Wind | Wind Turbine | Not Started |  | 200 | 200 | 0 | 0
J2990 | Active | 2022-09-14 |  |  | 2025-06-15 | MIDAMERICAN ENERGY CO. MEC | Pottawattamie |  |  | IA | DPP-2022 | West | Phase 1 | NRIS | Overland - J1859 POI 345kV Line Tap | 200 | 200 | Wind | Wind Turbine | Not Started |  | 200 | 200 | 0 | 0
J2991 | Active | 2022-09-14 |  |  | 2025-09-15 | ITC | Wayne |  |  | MI | DPP-2022 | East (ITC) | Phase 1 | NRIS | Dayton 120kV Substation | 200 | 200 | Battery Storage | Battery Storage | Not Started |  | 200 | 200 | 0 | 0
J2992 | Withdrawn | 2022-09-15 | 2025-07-31 |  | 2025-09-15 | COOPERATIVE ENERGY | Perry |  |  | MS | DPP-2022 | South | Phase 1 | NRIS | Hintonville 161kV Substation | 160 | 160 | Battery Storage | Battery Storage | Not Started |  | 0 | 0 | 0 | 0
J2993 | Withdrawn | 2022-09-15 | 2023-03-24 |  | 2025-09-15 | ENTERGY ARKANSAS, LLC | Grant |  |  | AR | DPP-2022 | South | Phase 1 | NRIS | Woodward-Grapevine 115kV line | 80 | 80 | Battery Storage | Battery Storage | Not Started |  | 0 | 0 | 0 | 0
J2994 | Withdrawn | 2022-09-15 | 2023-03-24 |  | 2025-09-15 | ARKANSAS ELECTRIC COOPERATIVE CORPORATION | Arkansas |  |  | AR | DPP-2022 | South | Phase 1 | NRIS | Deluce 115kV | 40 | 40 | Battery Storage | Battery Storage | Not Started |  | 0 | 0 | 0 | 0
J2995 | Withdrawn | 2022-09-15 | 2023-03-24 |  | 2025-09-15 | ENTERGY ARKANSAS, LLC | Chicot |  |  | AR | DPP-2022 | South | Phase 1 | NRIS | CHICOT115kV Substation | 80 | 80 | Battery Storage | Battery Storage | Not Started |  | 0 | 0 | 0 | 0
J2996 | Withdrawn | 2022-09-15 | 2025-07-31 |  | 2025-09-15 | ENTERGY ARKANSAS, LLC | Clay |  |  | AR | DPP-2022 | South | Phase 1 | NRIS | Corning North to Datto 161kV Line | 50 | 50 | Battery Storage | Battery Storage | Not Started |  | 0 | 0 | 0 | 0
J2997 | Active | 2022-09-14 |  |  | 2025-09-15 | ITC | Livingston |  |  | MI | DPP-2022 | East (ITC) | Phase 1 | NRIS | COLFAX - MADRID 120.0kV | 160 | 160 | Battery Storage | Battery Storage | Not Started |  | 160 | 160 | 0 | 0
J2998 | Active | 2022-09-14 |  |  | 2025-09-15 | AMEREN ILLINOIS | St. Clair |  |  | IL | DPP-2022 | Central | Phase 2 | NRIS | Fayetteville Bee Hollow Road 138kV Substation | 200 | 200 | Battery Storage | Battery Storage | Not Started |  | 200 | 200 | 0 | 0
J2999 | Active | 2022-09-15 |  |  | 2025-09-15 |  | Perry |  |  | MS | DPP-2022 | South | Phase 1 | NRIS | Hintonville | 250 | 250 | Solar | Photovoltaic | Not Started |  | 250 | 150 | 0 | 0
J3000 | Withdrawn | 2022-09-14 | 2025-10-27 |  | 2025-09-15 | HOOSIER ENERGY | Greene |  |  | IN | DPP-2022 | Central | Phase 2 | NRIS | Worthington - Merom 345kV Line | 80 | 80 | Battery Storage | Battery Storage | Not Started |  | 0 | 0 | 0 | 0
J3001 | Withdrawn | 2022-09-15 | 2025-07-31 |  | 2025-09-15 | ENTERGY ARKANSAS, LLC | Pulaski |  |  | AR | DPP-2022 | South | Phase 1 | NRIS | J2134 POI to White Bluff 115kV Line | 50 | 50 | Battery Storage | Battery Storage | Not Started |  | 0 | 0 | 0 | 0
J3002 | Active | 2022-09-15 |  |  | 2025-08-30 | MINNESOTA POWER INC. | Pine |  |  | MN | DPP-2022 | West | Phase 1 | NRIS | Arrowhead - Bear Creek (GRE) 230kV | 288 | 288 | Hybrid | Solar/Battery | Not Started |  | 288 | 243.75 | 0 | 0
J3003 | Active | 2022-09-15 |  |  | 2025-08-30 |  | Mason |  |  | IL | DPP-2022 | Central | Phase 2 | NRIS | 4HAVANA2 - 4CINCINATTI 138.0kV | 180 | 180 | Hybrid | Solar/Battery | Not Started |  | 180 | 135 | 0 | 0
J3004 | Active | 2022-09-15 |  |  | 2025-08-30 |  | Mason |  |  | IL | DPP-2022 | Central | Phase 2 | NRIS | Cane | 142 | 142 | Hybrid | Solar/Battery | Not Started |  | 142 | 127.5 | 0 | 0
J3005 | Withdrawn | 2022-09-15 | 2025-10-27 |  | 2025-08-30 | AMEREN ILLINOIS | Mason |  |  | IL | DPP-2022 | Central | Phase 2 | NRIS | Havana-Shockey (138kV) | 150 | 150 | Hybrid | Solar/Battery | Not Started |  | 0 | 0 | 0 | 0
J3006 | Active | 2025-07-29 |  |  | 2028-03-01 | AMERICAN TRANSMISSION COMPANY | Milwaukee |  |  | WI | DPP-2022 | East (ATC) | Phase 1 | NRIS | Granville345kV Substation | 300 | 300 | Battery Storage | Battery Storage | Not Started |  | 300 | 300 | 0 | 0
J3007 | Active | 2022-08-25 |  |  | 2025-05-15 | METC | Mason |  |  | MI | DPP-2022 | East (ITC) | Phase 1 | NRIS | PERE MARQUETTE - LINDEMAN 138.0kV | 100 | 100 | Battery Storage | Battery Storage | Not Started |  | 100 | 100 | 0 | 0
J3008 | Withdrawn | 2022-08-24 | 2023-03-24 |  | 2025-05-15 | NORTHERN INDIANA PUBLIC SERVICE COMPANY LLC | Cook |  |  | IL | DPP-2022 | Central | Phase 2 | NRIS | Sheffield - Burnham 345 (Tie line between CE and NIPS, NIPS owns 1.87 miles) | 270 | 270 | Battery Storage | Battery Storage | Not Started |  | 0 | 0 | 0 | 0
J3009 | Active | 2022-08-25 |  |  | 2025-05-15 | ITC | Washtenaw |  |  | MI | DPP-2022 | East (ITC) | Phase 1 | NRIS | VOYAGER | 150 | 150 | Battery Storage | Battery Storage | Not Started |  | 150 | 150 | 0 | 0
J3010 | Withdrawn | 2022-09-14 | 2025-10-27 |  | 2027-09-27 | DUKE ENERGY INDIANA, LLC | Clay |  |  | IN | DPP-2022 | Central | Phase 2 | ERIS | TAP ON THE CARBON TO BRAZIL 69KV LINE | 60 | 60 | Solar | Photovoltaic | Not Started |  | 0 | 0 | 0 | 0
J3011 | Withdrawn | 2022-09-14 | 2025-10-27 |  | 2025-11-01 | AMEREN ILLINOIS | St. Clair |  |  | IL | DPP-2022 | Central | Phase 2 | NRIS | Prairie State Plant Switchyard 345 kV | 100 | 100 | Battery Storage | Battery Storage | Not Started |  | 0 | 0 | 0 | 0
J3012 | Pending Revision Approval | 2022-09-14 |  |  | 2026-11-01 |  | Coles |  |  | IL | DPP-2022 | Central | Phase 2 | ERIS | Mattoon East | 287 | 287 | Solar | Photovoltaic | Not Started |  | 287 | 0 | 0 | 0
J3013 | Withdrawn | 2022-09-14 | 2025-10-27 |  | 2025-11-01 | AMEREN ILLINOIS | Washington |  |  | IL | DPP-2022 | Central | Phase 2 | NRIS | Ashley | 100 | 100 | Battery Storage | Solar/Battery | Not Started |  | 0 | 0 | 0 | 0
J3014 | Pending Revision Approval | 2022-09-15 |  |  | 2026-10-31 | CLECO POWER LLC CLEC | Rapides |  |  | LA | DPP-2022 | South | Phase 1 | ERIS | Cooper - Leesville 138.0kV | 280 | 280 | Solar | Photovoltaic | Not Started |  | 280 | 0 | 0 | 0
J3015 | Active | 2022-09-14 |  |  | 2027-06-01 |  | Iroquois |  |  | IL | DPP-2022 | Central | Phase 2 | ERIS | Gilman - Watseka 138kV | 400 | 400 | Hybrid | Wind/Battery | Not Started |  | 400 | 0 | 0 | 0
J3016 | Withdrawn | 2022-09-14 | 2025-10-27 |  | 2027-06-01 | DUKE ENERGY INDIANA, LLC | Cass |  |  | IN | DPP-2022 | Central | Phase 2 | NRIS | Walton | 150 | 150 | Hybrid | Solar/Battery | Not Started |  | 0 | 0 | 0 | 0
J3017 | Withdrawn | 2022-09-14 | 2025-10-27 |  | 2027-06-01 | OTTER TAIL POWER COMPANY | Grant |  |  | SD | DPP-2022 | West | Phase 1 | NRIS | Big Stone South 345 kV Substation | 150 | 150 | Solar | Photovoltaic | Not Started |  | 0 | 0 | 0 | 0
J3018 | Withdrawn | 2022-09-14 | 2023-03-24 |  | 2026-04-01 | MIDAMERICAN ENERGY CO. MEC | Pottawattamie |  |  | IA | DPP-2022 | West | Phase 1 | NRIS | Overland Trail - Fallow Avenue 345 kV | 300 | 300 | Battery Storage | Battery Storage | Not Started |  | 0 | 0 | 0 | 0
J3019 | Withdrawn | 2022-09-14 | 2025-07-31 |  | 2027-06-01 | ENTERGY LOUISIANA, LLC | East Feliciana |  |  | LA | DPP-2022 | South | Phase 1 | NRIS | Fancy Point to Port Hudson 230 kV | 180 | 180 | Hybrid | Solar/Battery | Not Started |  | 0 | 0 | 0 | 0
J3020 | Withdrawn | 2022-09-14 | 2025-10-27 |  | 2027-06-01 | NORTHERN STATES POWER COMPANY | Lyon |  |  | MN | DPP-2022 | West | Phase 1 | NRIS | Lake Yankton to Buffalo Ridge 115kV | 165 | 165 | Wind | Wind Turbine | Not Started |  | 0 | 0 | 0 | 0
J3021 | Active | 2022-09-14 |  |  | 2027-06-01 | NORTHERN STATES POWER COMPANY | Lyon |  |  | MN | DPP-2022 | West | Phase 1 | ERIS | Lake Yankton to Lyon County 115kV | 235 | 235 | Solar | Photovoltaic | Not Started |  | 235 | 0 | 0 | 0
J3022 | Withdrawn | 2022-09-14 | 2023-03-24 |  | 2026-04-01 | MIDAMERICAN ENERGY CO. MEC | Taylor |  |  | IA | DPP-2022 | West | Phase 1 | NRIS | Orient to Atchison County 345 kV | 400 | 400 | Battery Storage | Battery Storage | Not Started |  | 0 | 0 | 0 | 0
J3023 | Withdrawn | 2022-09-14 | 2023-03-24 |  | 2026-04-01 | ENTERGY ARKANSAS, LLC | Hot Spring |  |  | AR | DPP-2022 | South | Phase 1 | NRIS | H.S. EHV 500 kV Substation | 400 | 400 | Battery Storage | Battery Storage | Not Started |  | 0 | 0 | 0 | 0
J3024 | Withdrawn | 2022-09-12 | 2023-03-27 |  | 2026-03-07 | ITC MIDWEST | Louisa |  |  | IA | DPP-2022 | West | Phase 1 | NRIS | Newport 161 kV Bus High Side of T91 XFRMR 161/69 kV | 100 | 100 | Battery Storage | Battery Storage | Not Started |  | 0 | 0 | 0 | 0
J3025 | Withdrawn | 2022-09-14 | 2025-10-27 |  | 2027-06-01 | OTTER TAIL POWER COMPANY | Douglas |  |  | MN | DPP-2022 | West | Phase 1 | NRIS | Alexandria to Hudson 115 kV | 188 | 188 | Solar | Photovoltaic | Not Started |  | 0 | 0 | 0 | 0
J3026 | Withdrawn | 2022-09-14 | 2025-07-31 |  | 2026-10-31 | CLECO POWER LLC | Beauregard |  |  | LA | DPP-2022 | South | Phase 1 | NRIS | Deridder Mill - Roy S Nelson 138 kV | 175 | 175 | Battery Storage | Battery Storage | Not Started |  | 0 | 0 | 0 | 0
J3027 | Active | 2022-09-14 |  |  | 2027-06-01 |  | Stark |  |  | IL | DPP-2022 | Central | Phase 2 | NRIS | 7FARGO - 7SANDBURG 345.0kV | 300 | 300 | Hybrid | Wind/Battery | Not Started |  | 300 | 300 | 0 | 0
J3028 | Active | 2022-09-14 |  |  | 2027-06-01 |  | Perry |  |  | MS | DPP-2022 | South | Phase 1 | NRIS | Waynesboro 161 - Hintonville 161 161.0kV | 100 | 100 | Hybrid | Solar/Battery | Not Started |  | 100 | 100 | 0 | 0
J3029 | Withdrawn | 2022-09-15 | 2025-12-05 |  | 2026-06-30 | ITC MIDWEST | Freeborn |  |  | MN | DPP-2022 | West | Phase 1 | NRIS | Freeborn | 153 | 153 | Wind | Wind Turbine | Not Started |  | 153 | 153 | 0 | 0
J3030 | Active | 2022-09-14 |  |  | 2027-06-01 | ENTERGY ARKANSAS, LLC EATO | Jefferson |  |  | AR | DPP-2022 | South | Phase 1 | ERIS | White Bluff to Sheridan 500kV | 450 | 450 | Hybrid | Solar/Battery | Not Started |  | 450 | 0 | 0 | 0
J3031 | Active | 2022-09-14 |  |  | 2026-10-31 | AMEREN ILLINOIS | Jefferson |  |  | IL | DPP-2022 | Central | Phase 2 | NRIS | 4WLTNVL TP 138 kV | 200 | 200 | Battery Storage | Battery Storage | Not Started |  | 200 | 200 | 0 | 0
J3032 | Withdrawn | 2022-09-14 | 2025-07-31 |  | 2026-11-01 | ENTERGY LOUISIANA, LLC | Webster |  |  | LA | DPP-2022 | South | Phase 1 | NRIS | Sarepta | 500 | 500 | Solar | Photovoltaic | Not Started |  | 0 | 0 | 0 | 0
J3033 | Withdrawn | 2022-09-14 | 2025-10-27 |  | 2026-10-31 | BIG RIVERS ELECTRIC CORPORATION | Webster |  |  | KY | DPP-2022 | Central | Phase 2 | NRIS | Reid EHV 345 kV | 75 | 75 | Battery Storage | Battery Storage | Not Started |  | 0 | 0 | 0 | 0
J3034 | Withdrawn | 2022-09-15 | 2025-07-31 |  | 2026-08-04 | ENTERGY ARKANSAS, LLC | Monroe |  |  | AR | DPP-2022 | South | Phase 1 | NRIS | BRINKLEY WEST - BRINKLEY EAST 115kV Line | 100 | 100 | Solar | Photovoltaic | Not Started |  | 0 | 0 | 0 | 0
J3035 | Active | 2022-09-15 |  |  | 2026-08-04 | ENTERGY ARKANSAS, LLC EATO | Desha |  |  | AR | DPP-2022 | South | Phase 1 | NRIS | REED SS - ROHWER 115.0kV | 100 | 100 | Solar | Photovoltaic | Not Started |  | 100 | 0 | 0 | 0
J3036 | Withdrawn | 2022-09-15 | 2025-07-31 |  | 2026-08-01 | ENTERGY ARKANSAS, LLC | Lonoke |  |  | AR | DPP-2022 | South | Phase 1 | NRIS | REMINGTON SS - LONOKE EAST 115.0kV | 105 | 105 | Solar | Photovoltaic | Not Started |  | 0 | 0 | 0 | 0
J3037 | Withdrawn | 2022-09-13 | 2025-07-31 |  | 2027-08-31 | ENTERGY ARKANSAS, LLC | Union |  |  | AR | DPP-2022 | South | Phase 1 | NRIS | Eldorado Upland SS 115kV | 150 | 150 | Solar | Photovoltaic | Not Started |  | 0 | 0 | 0 | 0
J3038 | Withdrawn | 2022-09-13 | 2025-07-30 |  | 2027-08-31 | ENTERGY ARKANSAS, LLC | Union |  |  | AR | DPP-2022 | South | Phase 1 | NRIS | El Dorado Upland SS 115kV | 150 | 150 | Solar | Photovoltaic | Not Started |  | 0 | 0 | 0 | 0
J3039 | Active | 2022-09-13 |  |  | 2029-08-31 | SOUTHERN MINNESOTA MUNICIPAL POWER AGENCY | Olmsted |  |  | MN | DPP-2022 | West | Phase 1 | NRIS | Byron 161kV | 200 | 200 | Solar | Photovoltaic | Not Started |  | 200 | 200 | 0 | 0
J3040 | Active | 2022-09-13 |  |  | 2027-10-31 | ENTERGY ARKANSAS, LLC EATO | Ouachita |  |  | AR | DPP-2022 | South | Phase 1 | NRIS | EL DORADO EHV - MCNEIL EHV 500.0kV | 290 | 290 | Solar | Photovoltaic | Not Started |  | 290 | 290 | 0 | 0
J3041 | Active | 2022-09-13 |  |  | 2029-08-31 | SOUTHERN MINNESOTA MUNICIPAL POWER AGENCY | Olmsted |  |  | MN | DPP-2022 | West | Phase 1 | NRIS | Byron 161kV | 200 | 200 | Solar | Photovoltaic | Not Started |  | 200 | 200 | 0 | 0
J3042 | Active | 2022-09-15 |  |  | 2026-01-01 |  | St. John the Baptist |  |  | LA | DPP-2022 | South | Phase 1 | ERIS | WATERFORD 230 SWYD - VACHERIE 230.0kV | 150 | 150 | Solar | Photovoltaic | Not Started |  | 150 | 0 | 0 | 0
J3043 | Withdrawn | 2022-09-14 | 2025-10-27 |  | 2025-11-01 | AMEREN ILLINOIS | Tazewell |  |  | IL | DPP-2022 | Central | Phase 2 | NRIS | Edwards | 200 | 200 | Battery Storage | Battery Storage | Not Started |  | 0 | 0 | 0 | 0
J3044 | Withdrawn | 2022-09-14 | 2025-10-27 |  | 2026-11-01 | AMEREN ILLINOIS | Tazewell |  |  | IL | DPP-2022 | Central | Phase 2 | NRIS | Edwards | 200 | 200 | Solar | Photovoltaic | Not Started |  | 0 | 0 | 0 | 0
J3045 | Active | 2022-09-14 |  |  | 2026-10-01 | ENTERGY TEXAS, INC. ETTO | Orange |  |  | TX | DPP-2022 | South | Phase 1 | NRIS | Chisholm RD- Hartburg 230kV | 300 | 300 | Solar | Photovoltaic | Not Started |  | 300 | 0 | 0 | 0
J3046 | Withdrawn | 2022-09-14 | 2023-03-25 |  | 2025-08-01 | ENTERGY LOUISIANA, LLC | Concordia |  |  | LA | DPP-2022 | South | Phase 1 | NRIS | Red Gum to Metropolis 115 kV | 140 | 140 | Battery Storage | Battery Storage | Not Started |  | 0 | 0 | 0 | 0
J3047 | Active | 2022-09-15 |  |  | 2027-09-01 | MIDAMERICAN ENERGY CO. MEC | Adair |  |  | IA | DPP-2022 | West | Phase 1 | NRIS | ORIENT - NORTHBORO 345.0kV | 263 | 263 | Gas | Combustion Turbine (Simple Cycle) | Not Started |  | 263 | 263 | 0 | 0
J3048 | Withdrawn | 2022-09-15 | 2025-07-30 |  | 2027-04-01 | ENTERGY ARKANSAS, LLC | Crawford |  |  | AR | DPP-2022 | South | Phase 1 | NRIS | MOSES SES to AECC HUNTER NORTH | 300 | 300 | Solar | Photovoltaic | Not Started |  | 0 | 0 | 0 | 0
J3049 | Active | 2022-09-15 |  |  | 2024-12-01 | ENTERGY MISSISSIPPI, LLC. EMTO | Madison |  |  | MS | DPP-2022 | South | Phase 1 | ERIS | LAKEOVER EHV - MCADAMS EHV 500.0kV | 188 | 188 | Solar | Photovoltaic | Not Started |  | 188 | 0 | 0 | 0
J3050 | Active | 2025-07-29 |  |  | 2027-04-01 | METC | Calhoun |  |  | MI | DPP-2022 | East (ITC) | Phase 1 | NRIS | MAJESTIC - ONEIDA 345.0kV | 255 | 255 | Solar | Photovoltaic | Not Started |  | 255 | 255 | 0 | 0
J3051 | Active | 2024-01-09 |  |  | 2026-06-30 | GREAT RIVER ENERGY | Chisago |  |  | MN | DPP-2022 | West | Phase 1 | NRIS | Rush City 230 kV | 150 | 150 | Solar | Photovoltaic | Not Started |  | 150 | 0 | 0 | 0
J3052 | Withdrawn | 2022-09-14 | 2025-08-01 |  | 1990-03-01 | METC | Midland |  |  | MI | DPP-2022 | East (ITC) | Phase 1 | NRIS | MCV | 300 | 300 | Gas | Steam Turbine (including Nuclear, Geothermal and Solar Steam) | Not Started |  | 0 | 0 | 0 | 0
J3053 | Active | 2022-09-15 |  |  | 2024-12-01 | ENTERGY MISSISSIPPI, LLC. EMTO | Madison |  |  | MS | DPP-2022 | South | Phase 1 | ERIS | LAKEOVER EHV - MCADAMS EHV 500.0kV | 169 | 169 | Solar | Photovoltaic | Not Started |  | 169 | 0 | 0 | 0
J3054 | Withdrawn | 2022-09-13 | 2023-03-24 |  | 2017-10-01 | ENTERGY LOUISIANA, LLC | Washington |  |  | LA | DPP-2022 | South | Phase 1 | NRIS | Bogslusa 500 kV - Franklin EHV 500 kV | 200 | 200 | Solar | Photovoltaic | Not Started |  | 0 | 0 | 0 | 0
J3055 | Withdrawn | 2022-09-13 | 2025-07-30 |  | 2027-10-01 | ENTERGY LOUISIANA, LLC | Washington |  |  | LA | DPP-2022 | South | Phase 1 | NRIS | BOGALUSA 500 SS - FRANKLIN EHV 500.0kV | 250 | 250 | Solar | Photovoltaic | Not Started |  | 0 | 0 | 0 | 0
J3056 | Withdrawn | 2022-09-13 | 2025-07-30 |  | 2027-10-01 | ENTERGY LOUISIANA, LLC | Washington |  |  | LA | DPP-2022 | South | Phase 1 | NRIS | BOGALUSA 500 SS - FRANKLIN EHV 500.0kV | 200 | 200 | Hybrid | Solar/Battery | Not Started |  | 0 | 0 | 0 | 0
J3057 | Withdrawn | 2022-09-15 | 2025-07-30 |  | 2025-12-06 | ENTERGY LOUISIANA, LLC | Acadia |  |  | LA | DPP-2022 | South | Phase 1 | NRIS | Richard (Bus #335366) to Colonial Academy (Bus #335375) 138kV | 75 | 75 | Hybrid | Solar/Battery | Not Started |  | 0 | 0 | 0 | 0
J3058 | Active | 2025-07-28 |  |  | 2025-12-06 | ENTERGY ARKANSAS, LLC EATO | Arkansas |  |  | AR | DPP-2022 | South | Phase 1 | NRIS | TARLETON | 200 | 200 | Hybrid | Solar/Battery | Not Started |  | 200 | 100 | 0 | 0
J3059 | Pending Revision Approval | 2022-09-15 |  |  | 2026-07-20 | ITC | Midland |  |  | MI | DPP-2022 | East (ITC) | Phase 1 | NRIS | Other_ | 175 | 175 | Solar | Photovoltaic | Not Started |  | 175 | 175 | 0 | 0
J3060 | Withdrawn | 2022-09-15 | 2025-10-27 |  | 2026-07-20 | AMEREN ILLINOIS | Perry |  |  | IL | DPP-2022 | Central | Phase 2 | NRIS | 7CMDR-7ASTER 345 kV | 200 | 200 | Solar | Photovoltaic | Not Started |  | 0 | 0 | 0 | 0
J3061 | Withdrawn | 2022-09-15 | 2025-07-30 |  | 2025-12-06 | ENTERGY ARKANSAS, LLC | Lawrence |  |  | AR | DPP-2022 | South | Phase 1 | NRIS | Walnut Ridge (Bus #338208) to Sedgewick (Bus #338206) 115kV | 100 | 100 | Hybrid | Solar/Battery | Not Started |  | 0 | 0 | 0 | 0
J3062 | Withdrawn | 2022-09-15 | 2025-07-30 |  | 2025-12-06 | ENTERGY MISSISSIPPI, LLC. | Hinds |  |  | MS | DPP-2022 | South | Phase 1 | NRIS | Edwards to Bolton 115 kV | 100 | 100 | Hybrid | Solar/Battery | Not Started |  | 0 | 0 | 0 | 0
J3063 | Active | 2022-09-15 |  |  | 2026-10-20 | AMEREN ILLINOIS | Perry |  |  | IL | DPP-2022 | Central | Phase 2 | NRIS | 7JORD - 7CMDR 345.0kV | 143 | 143 | Battery Storage | Battery Storage | Not Started |  | 143 | 143 | 0 | 0
J3064 | Active | 2022-09-15 |  |  | 2026-10-20 |  | Perry |  |  | IL | DPP-2022 | Central | Phase 2 | ERIS | 7JORD - 7CMDR 345.0kV | 157 | 157 | Solar | Photovoltaic | Not Started |  | 157 | 0 | 0 | 0
J3065 | Active | 2022-09-15 |  |  | 2025-03-30 | METC | Oceana |  |  | MI | DPP-2022 | East (ITC) | Phase 1 | NRIS | DONALDSON CREEK | 20 | 20 | Solar | Photovoltaic | Not Started |  | 20 | 20 | 0 | 0
J3066 | Active | 2022-09-15 |  |  | 2026-06-30 | WOLVERINE POWER SUPPLY COOPERATIVE | Osceola |  |  | MI | DPP-2022 | East (ITC) | Phase 1 | NRIS | Hersey Interconnection | 50 | 50 | Solar | Photovoltaic | Not Started |  | 50 | 50 | 0 | 0
J3067 | Withdrawn | 2022-09-12 | 2025-07-30 |  | 2025-09-01 | ENTERGY LOUISIANA, LLC | Morehouse |  |  | LA | DPP-2022 | South | Phase 1 | NRIS | BEEKMAN - NORTH BASTROP 115.0kV | 200 | 200 | Solar | Photovoltaic | Not Started |  | 0 | 0 | 0 | 0
J3068 | Withdrawn | 2022-09-15 | 2025-07-30 |  | 2026-04-17 | ENTERGY LOUISIANA, LLC | St. Helena |  |  | LA | DPP-2022 | South | Phase 1 | NRIS | Amite (A) - Gillsburg (B) 115kV TL | 110 | 110 | Hybrid | Solar/Battery | Not Started |  | 0 | 0 | 0 | 0
J3069 | Withdrawn | 2022-09-02 | 2025-10-27 |  | 2027-12-27 | AMEREN ILLINOIS | St. Clair |  |  | IL | DPP-2022 | Central | Phase 2 | NRIS | Tap on line Fayetteville 138kV (endpoint A) to HERZOG 138kV (endpoint B) | 70 | 70 | Solar | Photovoltaic | Not Started |  | 0 | 0 | 0 | 0
J3070 | Active | 2022-09-15 |  |  | 2025-02-27 | MINNESOTA POWER INC. | Morton |  |  | ND | DPP-2022 | West | Phase 1 | ERIS | Square Butte 230 kV Substation East | 100 | 100 | Wind | Wind Turbine | Not Started |  | 100 | 0 | 0 | 0
J3071 | Withdrawn | 2022-09-15 | 2025-07-30 |  | 2024-06-30 | ENTERGY ARKANSAS, LLC | St. Francis |  |  | AR | DPP-2022 | South | Phase 1 | NRIS | Entergy Hughes - Forest City South 161 kV | 140 | 140 | Hybrid | Solar/Battery | Not Started |  | 0 | 0 | 0 | 0
J3072 | Withdrawn | 2022-09-14 | 2023-03-27 |  | 2024-12-30 | ENTERGY MISSISSIPPI, LLC. | Wilkinson |  |  | MS | DPP-2022 | South | Phase 1 | NRIS | Woodviille - Centreville 115 kV | 120 | 120 | Hybrid | Solar/Battery | Not Started |  | 0 | 0 | 0 | 0
J3073 | Withdrawn | 2022-09-14 | 2023-03-25 |  | 2026-10-31 | ENTERGY ARKANSAS, LLC | Jackson |  |  | AR | DPP-2022 | South | Phase 1 | NRIS | INDEPENDENCE-ISES - POWERLINE ROAD 500 kV | 200 | 200 | Battery Storage | Battery Storage | Not Started |  | 0 | 0 | 0 | 0
J3074 | Active | 2022-09-15 |  |  | 2025-08-31 | AMEREN ILLINOIS | Randolph |  |  | IL | DPP-2022 | Central | Phase 2 | ERIS | 4TIBBS - 4STEELEVLE N 138.0kV | 250 | 250 | Hybrid | Photovoltaic | Not Started |  | 250 | 0 | 0 | 0
J3075 | Pending Revision Approval | 2022-09-15 |  |  | 2025-11-30 | HOOSIER ENERGY | Sullivan |  |  | IN | DPP-2022 | Central | Phase 2 | ERIS | Merom Primary - Worthington Primary 345.0kV | 560 | 560 | Hybrid | Solar/Battery | Not Started |  | 560 | 0 | 0 | 0
J3076 | Pending Revision Approval | 2022-09-15 |  |  | 2025-11-30 | AMEREN ILLINOIS | Wabash |  |  | IL | DPP-2022 | Central | Phase 2 | ERIS | 08GIBSON (PSI) - 7ALBION 345.0kV | 500 | 500 | Hybrid | Solar/Battery | Not Started |  | 500 | 0 | 0 | 0
J3077 | Active | 2022-09-15 |  |  | 2026-11-30 | SOUTHERN INDIANA GAS & ELECTRIC COMPANY D/B/A CENTERPOINT ENERGY INDIANA SOUTH | Gibson |  |  | IN | DPP-2022 | Central | Phase 2 | ERIS | Francisco 345/138kV | 250 | 250 | Hybrid | Solar/Battery | Not Started |  | 250 | 0 | 0 | 0
J3078 | Active | 2022-09-12 |  |  | 2029-10-01 | AMEREN TRANSMISSION COMPANY OF ILLINOIS | Peoria |  |  | IL | DPP-2022 | Central | Phase 2 | NRIS | Fargo to Sandburg 345kV | 250 | 250 | Wind | Wind Turbine | Not Started |  | 250 | 250 | 0 | 0
J3079 | Withdrawn | 2022-09-14 | 2025-07-30 |  | 2026-10-01 | ENTERGY TEXAS, INC. | Jasper |  |  | TX | DPP-2022 | South | Phase 1 | NRIS | Jasper-Holly Springs 138 kV line tap | 200 | 200 | Solar | Photovoltaic | Not Started |  | 0 | 0 | 0 | 0
J3080 | Pending Revision Approval | 2022-09-15 |  |  | 2025-08-29 | AMEREN ILLINOIS | Pulaski |  |  | IL | DPP-2022 | Central | Phase 2 | NRIS | Ameren owned Kelso - Joppa (Massac) 345 kV Tie-Line | 200 | 200 | Hybrid | Solar/Battery | Not Started |  | 200 | 200 | 0 | 0
J3081 | Active | 2025-07-28 |  |  | 2026-09-30 | ENTERGY ARKANSAS, LLC EATO | Hot Spring |  |  | AR | DPP-2022 | South | Phase 1 | NRIS | DEGRAY DAM - H.S. EHV 115.0kV | 105 | 105 | Solar | Photovoltaic | Not Started |  | 105 | 105 | 0 | 0
J3082 | Active | 2022-09-15 |  |  | 2026-06-30 |  | Franklin |  |  | LA | DPP-2022 | South | Phase 1 | NRIS | Taping the 'Gilbert / 3GILBERT_LA (303322)' to 'Winnsboro / 3WINNSBORO! (337330)' 115kV line. | 135 | 135 | Hybrid | Solar/Battery | Not Started |  | 135 | 135 | 0 | 0
J3083 | Withdrawn | 2022-09-15 | 2025-07-30 |  | 2022-07-01 | ENTERGY LOUISIANA, LLC | Pointe Coupee |  |  | LA | DPP-2022 | South | Phase 1 | NRIS-Only | WATERLOO - FANCY POINT 230.0kV | 100 | 100 | Solar | Photovoltaic | Not Started |  | 0 | 0 | 0 | 0
J3084 | Pending Revision Approval | 2025-08-12 |  |  | 2026-01-01 | DUKE ENERGY INDIANA, LLC CIN | Sullivan |  |  | IN | DPP-2022 | Central | Phase 2 | NRIS | Merom (HED) - Dresser 345.0kV | 641.8 | 641.8 | Gas | Combined Cycle | Not Started |  | 641.8 | 641.8 | 0 | 0
J3085 | Withdrawn | 2022-09-15 | 2025-10-27 |  | 2025-12-31 | AMEREN MISSOURI | Madison |  |  | MO | DPP-2022 | Central | Phase 2 | NRIS | Fredericktown 138 kV Substation | 75 | 75 | Solar | Photovoltaic | Not Started |  | 0 | 0 | 0 | 0
J3086 | Withdrawn | 2022-09-14 | 2023-03-24 |  | 2026-11-01 | AMEREN TRANSMISSION COMPANY OF ILLINOIS | Peoria |  |  | TX | DPP-2022 | Central | Phase 2 | NRIS | New 345kV switchyard, looping in the Fargo-Sandburg 345kV | 252.96 | 252.96 | Battery Storage | Battery Storage | Not Started |  | 0 | 0 | 0 | 0
J3087 | Withdrawn | 2022-09-14 | 2023-03-24 |  | 2026-11-01 | AMEREN ILLINOIS | Logan |  |  | TX | DPP-2022 | Central | Phase 2 | NRIS | Shockey | 204.6 | 204.6 | Battery Storage | Battery Storage | Not Started |  | 0 | 0 | 0 | 0
J3088 | Withdrawn | 2022-09-13 | 2025-10-27 |  | 2027-02-01 | MIDAMERICAN ENERGY CO. | Woodbury |  |  | IA | DPP-2022 | West | Phase 1 | ERIS | Raun to Sioux City | 300 | 300 | Hybrid | Solar/Battery | Not Started |  | 0 | 0 | 0 | 0
J3089 | Withdrawn | 2022-09-15 | 2025-10-27 |  | 2029-04-30 | BIG RIVERS ELECTRIC CORPORATION | Webster |  |  | KY | DPP-2022 | Central | Phase 2 | NRIS | Reid EHV | 696 | 696 | Gas | Combined Cycle | Not Started |  | 0 | 0 | 0 | 0
J3090 | Active | 2022-09-09 |  |  | 2025-10-15 | ENTERGY ARKANSAS INC. EAI | Crittenden |  |  | AR | DPP-2022 | South | Phase 1 | NRIS | West Memphis EHV | 200 | 200 | Solar | Photovoltaic | Not Started |  | 200 | 200 | 0 | 0
J3091 | Withdrawn | 2022-09-12 | 2023-03-24 |  | 2026-01-01 | MONTANA-DAKOTA UTILITIES CO.MDU | Logan |  |  | ND | DPP-2022 | West | Phase 1 | NRIS | East Bismarck Junction to Wishek Junction | 145 | 145 | Wind | Wind Turbine | Not Started |  | 0 | 0 | 0 | 0
J3092 | Withdrawn | 2022-09-14 | 2025-07-30 |  | 2026-05-01 | ENTERGY MISSISSIPPI, LLC. | Bolivar |  |  | MS | DPP-2022 | South | Phase 1 | NRIS | SHELBY SS | 115 | 115 | Hybrid | Solar/Battery | Not Started |  | 0 | 0 | 0 | 0
J3093 | Active | 2022-09-15 |  |  | 2024-12-01 | ENTERGY MISSISSIPPI, LLC. EMTO | Madison |  |  | MS | DPP-2022 | South | Phase 1 | ERIS | LAKEOVER EHV - MCADAMS EHV 500.0kV | 100 | 100 | Battery Storage | Battery Storage | Not Started |  | 100 | 0 | 0 | 0
J3094 | Withdrawn | 2022-09-15 | 2025-10-27 |  | 2026-09-30 | DUKE ENERGY INDIANA, LLC | Washington |  |  | IN | DPP-2022 | Central | Phase 2 | NRIS | Pumpkin Center 230kV | 115 | 115 | Hybrid | Solar/Battery | Not Started |  | 0 | 0 | 0 | 0
J3095 | Active | 2022-09-13 |  |  | 2025-09-01 |  | Ford |  |  | IL | DPP-2022 | Central | Phase 2 | NRIS | 4PAXTON - 4J845POI 138.0kV | 200 | 200 | Solar | Photovoltaic | Not Started |  | 200 | 200 | 0 | 0
J3096 | Withdrawn | 2022-09-14 | 2025-10-27 |  | 2025-10-01 | BIG RIVERS ELECTRIC CORPORATION | Henderson |  |  | KY | DPP-2022 | Central | Phase 2 | NRIS | Reid 161 kV to Henderson 161 kV | 200 | 200 | Solar | Photovoltaic | Not Started |  | 0 | 0 | 0 | 0
J3097 | Withdrawn | 2022-09-13 | 2025-07-30 |  | 2025-08-29 | ENTERGY MISSISSIPPI, LLC. | Amite |  |  | MS | DPP-2022 | South | Phase 1 | NRIS | Entergy Mississippi Gillsburg Tap - Gillsburg on the Amite - Gillsburg115 kV Line | 150 | 150 | Hybrid | Solar/Battery | Not Started |  | 0 | 0 | 0 | 0
J3098 | Withdrawn | 2022-09-14 | 2025-07-30 |  | 2027-04-15 | ENTERGY LOUISIANA, LLC | Franklin |  |  | LA | DPP-2022 | South | Phase 1 | NRIS | RED GUM - WINNSBORO 115 kV (122.5,122.6,122.7) | 75 | 75 | Solar | Photovoltaic | Not Started |  | 0 | 0 | 0 | 0
J3099 | Withdrawn | 2022-09-14 | 2023-03-27 |  | 2027-06-15 | ENTERGY ARKANSAS, LLC | Faulkner |  |  | AR | DPP-2022 | South | Phase 1 | ERIS | Hamlet to Gravel Ridge 161kV | 100 | 100 | Solar | Photovoltaic | Not Started |  | 0 | 0 | 0 | 0
J310 | Withdrawn | 2017-06-16 | 2019-02-11 |  | 2017-09-01 | SOUTHERN MINNESOTA MUNICIPAL POWER AGENCY | Dodge County | Steele County |  | MN | DPP-2017-AUG | West | GIA | NRIS | West Owatonna-AL Corn Dist-Byron 161kV Line | 200 | 200 | Wind | Wind Turbine | Not Started |  | 0 | 0 | 0 | 0
J3100 | Withdrawn | 2022-09-14 | 2025-08-01 |  | 2025-09-15 | METC | Roscommon |  |  | MI | DPP-2022 | East (ITC) | Phase 1 | NRIS | Higgins - Mio Dam 138 kV line | 75 | 75 | Solar | Photovoltaic | Not Started |  | 0 | 0 | 0 | 0
J3101 | Withdrawn | 2022-09-15 | 2023-06-13 |  | 2025-08-30 | ENTERGY MISSISSIPPI, LLC. | Sunflower |  |  | MS | DPP-2022 | South | Phase 1 | NRIS | Shaw-Indianola 115kV | 20 | 20 | Solar | Solar/Wind | Not Started |  | 0 | 0 | 0 | 0
J3102 | Withdrawn | 2022-09-15 | 2023-03-24 |  | 2025-08-30 | AMEREN MISSOURI | Pemiscot |  |  | MO | DPP-2022 | Central | Phase 2 | NRIS | Dell to New Madrid 500kV line | 500 | 500 | Hybrid | Solar/Battery | Not Started |  | 0 | 0 | 0 | 0
J3103 | Withdrawn | 2022-06-22 | 2025-10-27 |  | 2026-06-01 | DUKE ENERGY INDIANA, LLC | Fountain |  |  | IN | DPP-2022 | Central | Phase 2 | NRIS | Lafayette - Veedersburg West 230 kV | 145 | 145 | Solar | Photovoltaic | Not Started |  | 0 | 0 | 0 | 0
J3104 | Withdrawn | 2022-09-14 | 2025-07-30 |  | 2027-06-01 | ENTERGY MISSISSIPPI, LLC. | Hinds |  |  | MS | DPP-2022 | South | Phase 1 | NRIS | Tinnin Road 230kV Substation | 85 | 85 | Solar | Photovoltaic | Not Started |  | 0 | 0 | 0 | 0
J3105 | Withdrawn | 2022-09-15 | 2025-07-30 |  | 2025-08-30 | ENTERGY LOUISIANA, LLC | Amite |  |  | MS | DPP-2022 | South | Phase 1 | NRIS | Franklin EHV - McKnight 500 kV | 400 | 400 | Hybrid | Solar/Battery | Not Started |  | 0 | 0 | 0 | 0
J3106 | Withdrawn | 2022-09-15 | 2023-03-24 |  | 2025-08-30 | AMEREN MISSOURI | Pemiscot |  |  | MO | DPP-2022 | Central | Phase 2 | NRIS | Dell to New Madrid 500 kV line | 500 | 500 | Solar | Solar/Battery | Not Started |  | 0 | 0 | 0 | 0
J3107 | Active | 2025-10-23 |  |  | 2025-08-01 | MIDAMERICAN ENERGY CO. MEC | Johnson |  |  | IA | DPP-2022 | West | Phase 1 | NRIS | Enron Substation | 150 | 150 | Solar | Photovoltaic | Not Started |  | 150 | 150 | 0 | 0
J3108 | Withdrawn | 2022-09-15 | 2025-07-30 |  | 2026-06-30 | COOPERATIVE ENERGY | Jasper |  |  | MS | DPP-2022 | South | Phase 1 | NRIS | Missionary 161kV Substation | 180 | 180 | Hybrid | Solar/Battery | Not Started |  | 0 | 0 | 0 | 0
J3109 | Active | 2022-09-15 |  |  | 2026-06-30 | ENTERGY ARKANSAS, LLC EATO | Lonoke |  |  | AR | DPP-2022 | South | Phase 1 | NRIS | Taping the 'Carlisle / 3CARISLE! (338003)' to 'Screeton / 3SCREETON (338005)' 115kV line | 120 | 120 | Hybrid | Solar/Battery | Not Started |  | 120 | 120 | 0 | 0
J3110 | Withdrawn | 2022-09-15 | 2025-07-30 |  | 2026-06-30 | ENTERGY ARKANSAS, LLC | Craighead |  |  | AR | DPP-2022 | South | Phase 1 | NRIS | Powerline Road / 8POWERLN_RD% (338156) 500kV Substation | 400 | 400 | Hybrid | Solar/Battery | Not Started |  | 0 | 0 | 0 | 0
J3111 | Active | 2022-09-15 |  |  | 2026-06-30 | ENTERGY ARKANSAS, LLC EATO | Craighead |  |  | AR | DPP-2022 | South | Phase 1 | NRIS | AECC TRUMANN WEST - POWERLINE ROAD 161kv | 100 | 100 | Hybrid | Solar/Battery | Not Started |  | 100 | 100 | 0 | 0
J3112 | Active | 2022-09-15 |  |  | 2026-06-30 | ENTERGY ARKANSAS, LLC EATO | Phillips |  |  | AR | DPP-2022 | South | Phase 1 | NRIS | Barton - West Helena 115kV | 100 | 100 | Hybrid | Solar/Battery | Not Started |  | 100 | 100 | 0 | 0
J3113 | Withdrawn | 2022-09-15 | 2022-12-06 |  | 2026-06-30 | DUKE ENERGY INDIANA, LLC | Greene |  |  | IN | DPP-2022 | Central | Phase 2 | NRIS | Edwardsport IGCC - Amo 345kV | 300 | 300 | Hybrid | Solar/Battery | Not Started |  | 0 | 0 | 0 | 0
J3114 | Active | 2025-11-13 |  |  | 2026-06-30 | HOOSIER ENERGY | Greene |  |  | IN | DPP-2022 | Central | Phase 2 | NRIS | Sandborn Primary - Worthington Primary 161.0kV | 300 | 300 | Hybrid | Solar/Battery | Not Started |  | 300 | 300 | 0 | 0
J3115 | Withdrawn | 2022-09-15 | 2025-07-30 |  | 2026-06-30 | COOPERATIVE ENERGY | Sharkey |  |  | MS | DPP-2022 | South | Phase 1 | NRIS | Taping the 'Onward / 3ONWARD+ (336967)' to 'Rolling Fork / 3ROLING FRK! (336968)' 115kV line | 216 | 216 | Hybrid | Solar/Battery | Not Started |  | 0 | 0 | 0 | 0
J3116 | Withdrawn | 2022-09-15 | 2025-07-30 |  | 2026-06-30 | ENTERGY ARKANSAS, LLC | Phillips |  |  | AR | DPP-2022 | South | Phase 1 | NRIS | Taping 'AECC Aubrey / 6AUBREY# (338885)' to 'Ritchie SES Switchyard / 6RITCHIE-2! (337991)' 230kV Li | 200 | 200 | Hybrid | Solar/Battery | Not Started |  | 0 | 0 | 0 | 0
J3117 | Withdrawn | 2022-09-15 | 2025-07-30 |  | 2026-06-30 | ENTERGY ARKANSAS, LLC | Clay |  |  | AR | DPP-2022 | South | Phase 1 | NRIS | Taping the 'Texas Eastern Station 8 / ST.E.P/ S-8 (338229)' to 'McDougal / 5MCDOUGAL# (338695)' 161k | 200 | 200 | Hybrid | Solar/Battery | Not Started |  | 0 | 0 | 0 | 0
J3118 | Active | 2022-09-15 |  |  | 2026-06-30 |  | Morehouse |  |  | LA | DPP-2022 | South | Phase 1 | NRIS | Taping the 'Galion / 3GALION (337444)' to 'Oak Grove / 3OAK_GROVE! (337445)' 115kV line | 160 | 160 | Hybrid | Solar/Battery | Not Started |  | 160 | 160 | 0 | 0
J3119 | Withdrawn | 2022-09-15 | 2022-12-06 |  | 2026-06-30 | NORTHERN INDIANA PUBLIC SERVICE COMPANY LLC | Pulaski |  |  | IN | DPP-2022 | Central | Phase 2 | NRIS | Taping 'Reynolds / 17REYNOLDS (255205)' to 'Burr Oak / 17BURR_OAK (255101)' 22.4mi from Reynolds 345 | 350 | 350 | Hybrid | Solar/Battery | Not Started |  | 0 | 0 | 0 | 0
J3120 | Active | 2022-09-15 |  |  | 2026-06-30 | ENTERGY ARKANSAS, LLC EATO | Jackson |  |  | AR | DPP-2022 | South | Phase 1 | NRIS | Taping 'Newport AB / NEWPORTSOLAR (338177)' to 'Cash / 5CASH (338171)' 161kV Line. | 200 | 200 | Hybrid | Solar/Battery | Not Started |  | 200 | 200 | 0 | 0
J3121 | Withdrawn | 2022-09-15 | 2023-03-24 |  | 2027-06-01 | DUKE ENERGY INDIANA, LLC | Wayne |  |  | IN | DPP-2022 | Central | Phase 2 | NRIS | Centerville 69 kV Substation | 50 | 50 | Hybrid | Solar/Battery | Not Started |  | 0 | 0 | 0 | 0
J3122 | Active | 2022-09-14 |  |  | 2029-10-01 | ENTERGY ARKANSAS, LLC EATO | Crittenden |  |  | AR | DPP-2022 | South | Phase 1 | NRIS | Marked Tree √¢‚Ç¨‚Äú Marion 161kV Tap at 35.3902, -90.3372 | 200 | 200 | Hybrid | Wind/Battery | Not Started |  | 200 | 0 | 0 | 0
J3123 | Withdrawn | 2022-09-14 | 2023-03-24 |  | 2026-10-01 | ENTERGY TEXAS, INC. | Orange |  |  | TX | DPP-2022 | South | Phase 1 | NRIS | Chisholm RD- Hartburg 230kV | 150 | 150 | Battery Storage | Battery Storage | Not Started |  | 0 | 0 | 0 | 0
J3124 | Active | 2022-09-14 |  |  | 2026-08-31 |  | Saginaw |  |  | MI | DPP-2022 | East (ITC) | Phase 1 | NRIS | Murphy 345 kV Substation | 120 | 120 | Solar | Photovoltaic | Not Started |  | 120 | 120 | 0 | 0
J3125 | Withdrawn | 2022-09-14 | 2025-10-27 |  | 2027-06-01 | NORTHERN STATES POWER COMPANY | Cottonwood |  |  | MN | DPP-2022 | West | Phase 1 | NRIS | Crandall 345 kV Substation | 289 | 289 | Hybrid | Wind Turbine | Not Started |  | 0 | 0 | 0 | 0
J3126 | Withdrawn | 2022-09-14 | 2025-07-30 |  | 2026-10-01 | ENTERGY MISSISSIPPI, LLC. | Washington |  |  | MS | DPP-2022 | South | Phase 1 | NRIS | Stringtown-Greenville/North 115kV Transmission Line | 200 | 200 | Solar | Photovoltaic | Not Started |  | 0 | 0 | 0 | 0
J3127 | Withdrawn | 2022-09-15 | 2023-03-24 |  | 2026-10-01 | ENTERGY ARKANSAS, LLC | Monroe |  |  | AR | DPP-2022 | South | Phase 1 | NRIS | Brinkley East - Clarendon 115 kV | 160 | 160 | Solar | Photovoltaic | Not Started |  | 0 | 0 | 0 | 0
J3128 | Active | 2022-09-15 |  |  | 2026-10-01 | ELECTRIC AVENUE LLC | East Feliciana |  |  | LA | DPP-2022 | South | Phase 1 | NRIS | Starhill Substation 138 kV | 100 | 100 | Solar | Photovoltaic | Not Started |  | 100 | 100 | 0 | 0
J3129 | Withdrawn | 2022-09-15 | 2023-03-24 |  | 2026-10-01 | ENTERGY LOUISIANA, LLC | East Feliciana |  |  | LA | DPP-2022 | South | Phase 1 | NRIS | Starhill 138 kV Substation | 50 | 50 | Battery Storage | Battery Storage | Not Started |  | 0 | 0 | 0 | 0
J3130 | Active | 2022-09-09 |  |  | 2026-06-30 | AMEREN ILLINOIS | Marion |  |  | IL | DPP-2022 | Central | Phase 2 | NRIS | Kinmundy to Salem 138 kV | 100 | 100 | Solar | Photovoltaic | Not Started |  | 100 | 100 | 0 | 0
J3131 | Active | 2022-09-14 |  |  | 2026-06-30 | ENTERGY ARKANSAS, LLC EATO | Columbia |  |  | AR | DPP-2022 | South | Phase 1 | NRIS | El Dorado EHV - Sarepta 345/115KV SW STA 345 kV | 300 | 300 | Solar | Photovoltaic | Not Started |  | 300 | 0 | 0 | 0
J3132 | Withdrawn | 2022-09-14 | 2025-07-30 |  | 2026-06-30 | ENTERGY ARKANSAS, LLC | Columbia |  |  | AR | DPP-2022 | South | Phase 1 | NRIS | El Dorado EHV - Sarepta 345/115KV SW STA 345 kV | 150 | 150 | Battery Storage | Battery Storage | Not Started |  | 0 | 0 | 0 | 0
J3133 | Active | 2022-09-14 |  |  | 2026-08-31 |  | Saginaw |  |  | MI | DPP-2022 | East (ITC) | Phase 1 | NRIS | Murphy to Nelson Road 345 kV | 120 | 120 | Battery Storage | Battery Storage | Not Started |  | 120 | 120 | 0 | 0
J3134 | Active | 2022-09-15 |  |  | 2025-06-30 | WOLVERINE POWER SUPPLY COOPERATIVE | Otsego |  |  | MI | DPP-2022 | East (ITC) | Phase 1 | NRIS | Gaylord Interconnection | 150 | 150 | Solar | Photovoltaic | Not Started |  | 150 | 0 | 0 | 0
J3135 | Withdrawn | 2022-09-15 | 2025-10-27 |  | 2026-07-31 | AMEREN ILLINOIS | Perry |  |  | IL | DPP-2022 | Central | Phase 2 | NRIS | Commodore-Aster-4513 | 200 | 200 | Solar | Photovoltaic | Not Started |  | 0 | 0 | 0 | 0
J3136 | Withdrawn | 2022-09-13 | 2025-10-27 |  | 2026-11-01 | HOOSIER ENERGY | Daviess |  |  | IN | DPP-2022 | Central | Phase 2 | NRIS | Hoosier's Sandborn - Grain Processing Center 161kV (GPC Primary - Sandborn Primary) | 100 | 100 | Hybrid | Solar/Battery | Not Started |  | 0 | 0 | 0 | 0
J3137 | Active | 2025-10-17 |  |  | 2026-05-01 | MIDAMERICAN ENERGY CO. MEC | Pocahontas |  |  | IA | DPP-2022 | West | Phase 1 | ERIS | Sac - Pocahontas 161 kV | 156.3 | 156.3 | Solar | Photovoltaic | Not Started |  | 156.3 | 0 | 0 | 0
J3138 | Withdrawn | 2022-09-15 | 2025-07-30 |  | 2026-09-30 | CLECO POWER LLC | Rapides |  |  | LA | DPP-2022 | South | Phase 1 | NRIS | Rapides 230kV Substation | 49.3 | 49.3 | Solar | Photovoltaic | Not Started |  | 0 | 0 | 0 | 0
J3139 | Pending Revision Approval | 2022-09-13 |  |  | 2026-06-30 | ENTERGY MISSISSIPPI, LLC. EMTO | Holmes |  |  | MS | DPP-2022 | South | Phase 1 | NRIS | Pickens 230 kV Substation | 225 | 225 | Solar | Photovoltaic | Not Started |  | 225 | 225 | 0 | 0
J3140 | Active | 2022-09-14 |  |  | 2026-08-31 | NORTHERN INDIANA PUBLIC SERVICE COMPANY LLC NIPS | Porter |  |  | IN | DPP-2022 | Central | Phase 2 | NRIS | South Valparaiso 138 kV Substation | 50 | 50 | Battery Storage | Battery Storage | Not Started |  | 50 | 50 | 0 | 0
J3141 | Active | 2022-09-14 |  |  | 2026-10-01 | ENTERGY ARKANSAS, LLC EATO | Phillips |  |  | AR | DPP-2022 | South | Phase 1 | NRIS | Ritchie Plant Substation 230kV | 100 | 100 | Solar | Photovoltaic | Not Started |  | 100 | 100 | 0 | 0
J3142 | Withdrawn | 2022-09-15 | 2025-10-27 |  | 2027-07-01 | DUKE ENERGY INDIANA, LLC | Johnson |  |  | IN | DPP-2022 | Central | Phase 2 | NRIS | Circuit ID# 6950 - Columbus North (08COLNRT) - Franklin Forsythe St (08FRSYTH) | 50 | 50 | Solar | Photovoltaic | Not Started |  | 0 | 0 | 0 | 0
J3143 | Withdrawn | 2022-09-13 | 2025-10-27 |  | 2027-07-01 | DUKE ENERGY INDIANA, LLC | Putnam |  |  | IN | DPP-2022 | Central | Phase 2 | NRIS | Jackson Township (08JCKSN_TWNS) - Heritage Lake (08HERITL) | 50 | 50 | Solar | Photovoltaic | Not Started |  | 0 | 0 | 0 | 0
J3144 | Active | 2022-09-14 |  |  | 2027-07-01 | DUKE ENERGY INDIANA, LLC CIN | Putnam |  |  | IN | DPP-2022 | Central | Phase 2 | NRIS | Edwardsport IGCC - Amo 345.0kV | 150 | 150 | Solar | Photovoltaic | Not Started |  | 150 | 150 | 0 | 0
J3145 | Active | 2022-09-14 |  |  | 2027-07-01 | DUKE ENERGY INDIANA, LLC CIN | Putnam |  |  | IN | DPP-2022 | Central | Phase 2 | NRIS | Edwardsport IGCC - Amo 345.0kV | 150 | 150 | Solar | Photovoltaic | Not Started |  | 150 | 150 | 0 | 0
J3146 | Withdrawn | 2022-09-14 | 2025-10-27 |  | 2027-07-01 | DUKE ENERGY INDIANA, LLC | Putnam |  |  | IN | DPP-2022 | Central | Phase 2 | NRIS | Amo - Wheatland Line | 200 | 200 | Solar | Photovoltaic | Not Started |  | 0 | 0 | 0 | 0
J3147 | Withdrawn | 2022-09-14 | 2025-10-27 |  | 2027-07-01 | DUKE ENERGY INDIANA, LLC | Johnson |  |  | IN | DPP-2022 | Central | Phase 2 | NRIS | Trafalgar Switchyard (08TRFLGJ) | 50 | 50 | Solar | Photovoltaic | Not Started |  | 0 | 0 | 0 | 0
J3148 | Withdrawn | 2022-09-14 | 2025-10-27 |  | 2027-07-01 | MIDAMERICAN ENERGY CO. | Greene |  |  | IA | DPP-2022 | West | Phase 1 | NRIS | Drager to Grand Junction | 131 | 131 | Solar | Photovoltaic | Not Started |  | 0 | 0 | 0 | 0
J3149 | Withdrawn | 2022-09-14 | 2025-10-27 |  | 2027-07-01 | MIDAMERICAN ENERGY CO. | Mills |  |  | IA | DPP-2022 | West | Phase 1 | NRIS | Hastings to Bunge | 80 | 80 | Solar | Photovoltaic | Not Started |  | 0 | 0 | 0 | 0
J3150 | Withdrawn | 2022-09-14 | 2025-07-30 |  | 2027-07-01 | ENTERGY MISSISSIPPI, LLC. | Panola |  |  | MS | DPP-2022 | Central | Phase 2 | NRIS | Crenshaw to Como | 100 | 100 | Solar | Photovoltaic | Not Started |  | 0 | 0 | 0 | 0
J3151 | Active | 2022-09-15 |  |  | 2025-09-01 | AMERICAN TRANSMISSION COMPANY | Sheboygan |  |  | WI | DPP-2022 | East (ATC) | Phase 1 | NRIS | Sheboygan Falls | 150 | 150 | Gas | Combustion Turbine (Simple Cycle) | Not Started |  | 150 | 150 | 0 | 0
J3152 | Active | 2022-09-15 |  |  | 2027-04-01 | AMERICAN TRANSMISSION COMPANY | Green |  |  | WI | DPP-2022 | East (ATC) | Phase 1 | NRIS | North Monroe | 160 | 160 | Gas | Piston (Engine), Internal Combustion (Diesel) | Not Started |  | 160 | 160 | 0 | 0
J3153 | Active | 2022-09-15 |  |  | 2027-04-01 | ITC MIDWEST | Clinton |  |  | IA | DPP-2022 | West | Phase 1 | NRIS | Beaver Channel 161 kV Substation | 160 | 160 | Gas | Piston (Engine), Internal Combustion (Diesel) | Not Started |  | 160 | 160 | 0 | 0
J3154 | Active | 2022-09-15 |  |  | 2027-04-01 | ITC MIDWEST | Franklin |  |  | IA | DPP-2022 | West | Phase 1 | NRIS | Blackhawk (MEC) - Quinn 345 (shared POI with J2892) | 160 | 160 | Gas | Piston (Engine), Internal Combustion (Diesel) | Not Started |  | 160 | 160 | 0 | 0
J3155 | Active | 2022-09-15 |  |  | 2025-09-01 | AMERICAN TRANSMISSION COMPANY | Winnebago |  |  | WI | DPP-2022 | East (ATC) | Phase 1 | NRIS | Neevin | 150 | 150 | Gas | Combustion Turbine (Simple Cycle) | Not Started |  | 150 | 150 | 0 | 0
J3156 | Active | 2022-09-15 |  |  | 2026-08-01 | AMERICAN TRANSMISSION COMPANY | Rock |  |  | WI | DPP-2022 | East (ATC) | Phase 1 | NRIS | Townline Road | 100 | 100 | Gas | Combined Cycle | Not Started |  | 100 | 100 | 0 | 0
J3157 | Active | 2022-09-15 |  |  | 2024-12-31 | ITC MIDWEST | Winnebago |  |  | IA | DPP-2022 | West | Phase 1 | NRIS-Only | Bison | 100 | 100 | Wind | Wind Turbine | Not Started |  | 0 | 100 | 0 | 0
J3158 | Active | 2022-09-14 |  |  | 2027-06-30 | ITC MIDWEST | Cerro Gordo |  |  | IA | DPP-2022 | West | Phase 1 | NRIS | Colby 345 kV Substation | 100 | 100 | Battery Storage | Battery Storage | Not Started |  | 100 | 100 | 0 | 0
J3159 | Active | 2022-09-14 |  |  | 2027-06-30 | ITC MIDWEST | Dubuque |  |  | IA | DPP-2022 | West | Phase 1 | NRIS | Gardner 69 kV substation | 100 | 100 | Battery Storage | Battery Storage | Not Started |  | 100 | 100 | 0 | 0
J3160 | Active | 2022-09-14 |  |  | 2027-06-30 | AMERICAN TRANSMISSION COMPANY | Fond du Lac |  |  | WI | DPP-2022 | East (ATC) | Phase 1 | NRIS | South Fond du Lac 345 kV | 100 | 100 | Battery Storage | Battery Storage | Not Started |  | 100 | 100 | 0 | 0
J3161 | Withdrawn | 2022-09-14 | 2025-07-30 |  | 2027-06-30 | AMERICAN TRANSMISSION COMPANY | Sheboygan |  |  | WI | DPP-2022 | East (ATC) | Phase 1 | NRIS | Huebner 138 kV | 100 | 100 | Battery Storage | Battery Storage | Not Started |  | 0 | 0 | 0 | 0
J3162 | Active | 2022-09-14 |  |  | 2027-06-30 | AMERICAN TRANSMISSION COMPANY | Rock |  |  | WI | DPP-2022 | East (ATC) | Phase 1 | NRIS | Beloit Gateway | 100 | 100 | Battery Storage | Battery Storage | Not Started |  | 100 | 100 | 0 | 0
J3163 | Active | 2022-07-26 |  |  | 2028-03-30 | NORTHERN STATES POWER COMPANY | Cass |  |  | ND | DPP-2022 | West | Phase 1 | NRIS | BISON | 481 | 481 | Hybrid | Piston (Engine), Internal Combustion (Diesel) | Not Started |  | 481 | 481 | 0 | 0
J3164 | Withdrawn | 2022-09-14 | 2025-07-30 |  | 2026-06-30 | ARKANSAS ELECTRIC COOPERATIVE CORPORATION | Ouachita |  |  | AR | DPP-2022 | South | Phase 1 | NRIS | McClellan 138 kV Substation | 100 | 100 | Battery Storage | Battery Storage | Not Started |  | 0 | 0 | 0 | 0
J3165 | Pending Revision Approval | 2022-09-14 |  |  | 2025-08-31 | BIG RIVERS ELECTRIC CORPORATION BREC | Breckinridge |  |  | KY | DPP-2022 | Central | Phase 2 | NRIS | New Hardinsburg | 100 | 100 | Solar | Photovoltaic | Not Started |  | 100 | 100 | 0 | 0
J3166 | Active | 2022-09-14 |  |  | 2026-06-30 | DUKE ENERGY INDIANA, LLC CIN | Knox |  |  | IN | DPP-2022 | Central | Phase 2 | NRIS | Edwardsport Station IGCC | 100 | 100 | Battery Storage | Battery Storage | Not Started |  | 100 | 100 | 0 | 0
J3167 | Active | 2022-09-15 |  |  | 2026-06-30 | AMEREN TRANSMISSION COMPANY OF ILLINOIS | Fulton |  |  | IL | DPP-2022 | Central | Phase 2 | NRIS | Ipava 138 kV Substation | 180 | 180 | Solar | Photovoltaic | Not Started |  | 180 | 180 | 0 | 0
J3168 | Active | 2022-09-14 |  |  | 2026-06-30 | NORTHERN INDIANA PUBLIC SERVICE COMPANY LLC NIPS | White |  |  | IN | DPP-2022 | Central | Phase 2 | NRIS | REYNOLDS | 120 | 120 | Solar | Photovoltaic | Not Started |  | 120 | 120 | 0 | 0
J3169 | Active | 2022-09-14 |  |  | 2026-06-30 | ENTERGY TEXAS, INC. ETTO | Hardin |  |  | TX | DPP-2022 | South | Phase 1 | NRIS | Cypress 138 kV Substation | 200 | 200 | Battery Storage | Battery Storage | Not Started |  | 200 | 200 | 0 | 0
J3170 | Active | 2022-09-13 |  |  | 2026-06-30 | CLECO POWER LLC CLEC | Avoyelles |  |  | LA | DPP-2022 | South | Phase 1 | NRIS | Eola-Marksville 138 kV | 200 | 200 | Solar | Photovoltaic | Not Started |  | 200 | 0 | 0 | 0
J3171 | Withdrawn | 2022-09-14 | 2025-07-30 |  | 2026-06-30 | ENTERGY ARKANSAS, LLC | Drew |  |  | AR | DPP-2022 | South | Phase 1 | NRIS | Monticello East-Reed SS 115 kV | 300 | 300 | Solar | Photovoltaic | Not Started |  | 0 | 0 | 0 | 0
J3172 | Active | 2022-09-14 |  |  | 2026-06-30 | GREAT RIVER ENERGY | Dakota |  |  | MN | DPP-2022 | West | Phase 1 | NRIS | GRE-NININGR7 115 kV | 100 | 100 | Battery Storage | Battery Storage | Not Started |  | 100 | 100 | 0 | 0
J3173 | Withdrawn | 2022-09-14 | 2025-07-30 |  | 2026-06-30 | ENTERGY ARKANSAS, LLC | Jackson |  |  | AR | DPP-2022 | South | Phase 1 | NRIS | Swifton to Hoxie 161 kV | 220 | 220 | Solar | Photovoltaic | Not Started |  | 0 | 0 | 0 | 0
J3174 | Withdrawn | 2022-09-09 | 2025-10-27 |  | 2026-06-30 | PRAIRIE POWER, INC. | Scott |  |  | IL | DPP-2022 | Central | Phase 2 | NRIS | Jacksonville Industrial Pk-Winchester Switching Station 138 kV | 180 | 180 | Solar | Photovoltaic | Not Started |  | 0 | 0 | 0 | 0
J3175 | Active | 2022-09-14 |  |  | 2026-10-01 | ENTERGY MISSISSIPPI, LLC. EMTO | Tunica |  |  | MS | DPP-2022 | South | Phase 1 | NRIS | Robinsonville 230kV | 160 | 160 | Solar | Photovoltaic | Not Started |  | 160 | 160 | 0 | 0
J3176 | Withdrawn | 2022-11-05 | 2023-03-24 |  | 2026-10-01 | ENTERGY LOUISIANA, LLC | Plaquemines |  |  | LA | DPP-2022 | South | Phase 1 | NRIS | Derrick | 50 | 50 | Battery Storage | Battery Storage | Not Started |  | 0 | 0 | 0 | 0
J3177 | Withdrawn | 2022-09-14 | 2023-03-24 |  | 2026-10-01 | ENTERGY MISSISSIPPI, LLC. | Tunica |  |  | MS | DPP-2022 | South | Phase 1 | NRIS | Robinsonville 230kV Substation | 80 | 80 | Battery Storage | Battery Storage | Not Started |  | 0 | 0 | 0 | 0
J3178 | Withdrawn | 2022-09-15 | 2023-03-24 |  | 2026-10-01 | CLECO POWER LLC | De Soto |  |  | LA | DPP-2022 | South | Phase 1 | NRIS | Dolet Hills | 50 | 50 | Battery Storage | Battery Storage | Not Started |  | 0 | 0 | 0 | 0
J3179 | Withdrawn | 2022-11-05 | 2023-03-24 |  | 2026-10-01 | ENTERGY LOUISIANA, LLC | Plaquemines |  |  | LA | DPP-2022 | South | Phase 1 | NRIS | Derrick | 100 | 100 | Solar | Photovoltaic | Not Started |  | 0 | 0 | 0 | 0
J3180 | Withdrawn | 2022-09-15 | 2025-07-30 |  | 2026-10-01 | CLECO POWER LLC | De Soto |  |  | LA | DPP-2022 | South | Phase 1 | NRIS | Dolet Hills | 110 | 110 | Solar | Photovoltaic | Not Started |  | 0 | 0 | 0 | 0
J3181 | Pending Revision Approval | 2022-09-15 |  |  | 2027-01-01 |  | Logan |  |  | IL | DPP-2022 | Central | Phase 2 | NRIS | 4FOGARTY - 4LIMIT 138.0kV | 100 | 100 | Hybrid | Solar/Battery | Not Started |  | 100 | 100 | 0 | 0
J3182 | Withdrawn | 2022-09-11 | 2023-02-16 |  | 2027-06-01 | MONTANA-DAKOTA UTILITIES CO.MDU | Oliver |  |  | ND | DPP-2022 | West | Phase 1 | NRIS | Coyote | 200 | 200 | Hybrid | Solar/Battery | Not Started |  | 0 | 0 | 0 | 0
J3183 | Withdrawn | 2022-09-15 | 2025-10-27 |  | 2027-06-01 | OTTER TAIL POWER COMPANY | Grant |  |  | SD | DPP-2022 | West | Phase 1 | NRIS | Big Stone South 230KV Substation | 125 | 125 | Hybrid | Solar/Battery | Not Started |  | 0 | 0 | 0 | 0
J3184 | Pending Revision Approval | 2022-09-15 |  |  | 2027-06-01 | AMEREN ILLINOIS | St. Clair |  |  | IL | DPP-2022 | Central | Phase 2 | NRIS | Turkey Hill 138 kV | 145 | 145 | Hybrid | Solar/Battery | Not Started |  | 145 | 145 | 0 | 0
J3185 | Pending Revision Approval | 2022-09-15 |  |  | 2027-02-01 |  | Effingham |  |  | IL | DPP-2022 | Central | Phase 2 | NRIS | Effingham - Newton 138KV (4EFFINGHM 347025 -4NEWTON 347831) | 150 | 150 | Hybrid | Solar/Battery | Not Started |  | 150 | 150 | 0 | 0
J3186 | Active | 2022-09-15 |  |  | 2027-01-01 |  | Bolivar |  |  | MS | DPP-2022 | South | Phase 1 | NRIS | Rosedale - Delta 115 kV | 100 | 100 | Hybrid | Solar/Battery | Not Started |  | 100 | 100 | 0 | 0
J3187 | Withdrawn | 2022-08-31 | 2025-10-27 |  | 2024-12-31 | AMEREN ILLINOIS | Mason |  |  | IL | DPP-2022 | Central | Phase 2 | NRIS | Havana 138 kV Sub | 37 | 37 | Battery Storage | Battery Storage | Not Started |  | 0 | 0 | 0 | 0
J3188 | Active | 2022-09-14 |  |  | 2023-09-30 |  | Marshall |  |  | IL | DPP-2022 | Central | Phase 2 | NRIS | Hallock 138 kV | 35 | 35 | Solar | Photovoltaic | Not Started |  | 35 | 35 | 0 | 0
J3189 | Withdrawn | 2022-09-14 | 2025-10-27 |  | 2023-09-30 | AMEREN ILLINOIS | Perry |  |  | IL | DPP-2022 | Central | Phase 2 | NRIS | St. Johns 138 kV Substation | 50 | 50 | Solar | Photovoltaic | Not Started |  | 0 | 0 | 0 | 0
J3190 | Withdrawn | 2022-09-14 | 2025-10-27 |  | 2023-09-30 | AMEREN MISSOURI | Audrain |  |  | MO | DPP-2022 | Central | Phase 2 | NRIS | Pike 161 kV Substation | 50 | 50 | Solar | Photovoltaic | Not Started |  | 0 | 0 | 0 | 0
J3191 | Withdrawn | 2022-09-15 | 2025-07-30 |  | 2025-10-31 | ENTERGY ARKANSAS, LLC | Jackson |  |  | AR | DPP-2022 | South | Phase 1 | NRIS | AECC BALCH-FISHER 161kV | 100 | 100 | Solar | Photovoltaic | Not Started |  | 0 | 0 | 0 | 0
J3192 | Pending Revision Approval | 2022-09-15 |  |  | 2025-10-31 | ENTERGY ARKANSAS, LLC EATO | Jackson |  |  | AR | DPP-2022 | South | Phase 1 | NRIS | Mallory 161 kV Substation | 500 | 500 | Solar | Photovoltaic | Not Started |  | 500 | 500 | 0 | 0
J3193 | Withdrawn | 2022-09-15 | 2025-07-30 |  | 2025-10-31 | ENTERGY ARKANSAS, LLC | Hot Spring |  |  | AR | DPP-2022 | South | Phase 1 | NRIS | POYEN-GIFFORD 115 kV | 100 | 100 | Solar | Photovoltaic | Not Started |  | 0 | 0 | 0 | 0
J3194 | Withdrawn | 2022-09-15 | 2023-02-27 |  | 2025-10-31 | ENTERGY TEXAS, INC. | Hardin |  |  | TX | DPP-2022 | South | Phase 1 | NRIS | RYE CO-CYPRESS 138 kV | 198 | 198 | Solar | Photovoltaic | Not Started |  | 0 | 0 | 0 | 0
J3195 | Withdrawn | 2022-09-15 | 2023-02-27 |  | 2025-10-31 | ENTERGY ARKANSAS, LLC | Pulaski |  |  | AR | DPP-2022 | South | Phase 1 | NRIS | White Bluff EHV - Wrightsville 115 kV | 200 | 200 | Solar | Photovoltaic | Not Started |  | 0 | 0 | 0 | 0
J3196 | Withdrawn | 2022-09-15 | 2023-02-27 |  | 2025-10-31 | NORTHERN INDIANA PUBLIC SERVICE COMPANY LLC | Starke |  |  | IN | DPP-2022 | Central | Phase 2 | NRIS | Burr Oak to East Winamac 138 kV | 100 | 100 | Solar | Photovoltaic | Not Started |  | 0 | 0 | 0 | 0
J3197 | Withdrawn | 2022-09-15 | 2023-03-24 |  | 2026-12-22 | CLECO POWER LLC | Rapides |  |  | LA | DPP-2022 | South | Phase 1 | NRIS | EAST LEESVILLE -RODEMACHER 230 | 250 | 250 | Solar | Photovoltaic | Not Started |  | 0 | 0 | 0 | 0
J3198 | Active | 2022-09-15 |  |  | 2027-07-29 | DAIRYLAND POWER COOPERATIVE DPC | Barron |  |  | WI | DPP-2022 | West | Phase 1 | NRIS | Barron | 80 | 80 | Hybrid | Solar/Battery | Not Started |  | 80 | 80 | 0 | 0
J3199 | Active | 2022-09-15 |  |  | 2026-12-22 | AMEREN TRANSMISSION COMPANY OF ILLINOIS | Adair |  |  | MO | DPP-2022 | Central | Phase 2 | NRIS | Zachary 345kV | 300 | 300 | Hybrid | Solar/Battery | Not Started |  | 300 | 300 | 0 | 0
J3200 | Withdrawn | 2022-09-12 | 2025-10-27 |  | 2025-03-01 | AMEREN ILLINOIS | St. Clair |  |  | IL | DPP-2022 | Central | Phase 2 | NRIS | Turkey Hill 345kV | 250 | 250 | Battery Storage | Battery Storage | Not Started |  | 0 | 0 | 0 | 0
J3201 | Withdrawn | 2022-09-14 | 2025-07-30 |  | 2026-10-31 | COOPERATIVE ENERGY | Walthall |  |  | MS | DPP-2022 | South | Phase 1 | NRIS | Tylertown-Bogalusa 115 kV | 148 | 148 | Solar | Photovoltaic | Not Started |  | 0 | 0 | 0 | 0
J3202 | Withdrawn | 2022-09-15 | 2025-10-27 |  | 2026-10-31 | AMEREN MISSOURI | Iron |  |  | MO | DPP-2022 | Central | Phase 2 | NRIS | 5CLARK - 5PILTMA 161.0kV | 120 | 120 | Solar | Photovoltaic | Not Started |  | 0 | 0 | 0 | 0
J3203 | Withdrawn | 2022-09-15 | 2023-03-24 |  | 2026-07-20 | METC | Clinton |  |  | MI | DPP-2022 | East (ITC) | Phase 1 | NRIS | Bingham - Lookng GL J 138kV | 150 | 150 | Solar | Photovoltaic | Not Started |  | 0 | 0 | 0 | 0
J3204 | Active | 2022-09-14 |  |  | 2025-09-15 | AMERICAN TRANSMISSION COMPANY | Clark |  |  | WI | DPP-2022 | East (ATC) | Phase 1 | NRIS | Stone Lake - Gardner Park 345.0kV | 190 | 190 | Wind | Wind Turbine | Not Started |  | 190 | 190 | 0 | 0
J3205 | Withdrawn | 2022-09-14 | 2025-07-30 |  | 2027-06-01 | ENTERGY MISSISSIPPI, LLC. | Franklin |  |  | MS | DPP-2022 | South | Phase 1 | NRIS | Arlington to Smithdale 115 kV | 80 | 80 | Solar | Photovoltaic | Not Started |  | 0 | 0 | 0 | 0
J3206 | Withdrawn | 2022-09-14 | 2025-10-27 |  | 2027-06-01 | ITC MIDWEST | Cerro Gordo |  |  | IA | DPP-2022 | West | Phase 1 | NRIS | Killdeer 345 kV Substation | 194 | 194 | Wind | Wind Turbine | Not Started |  | 0 | 0 | 0 | 0
J3207 | Active | 2022-03-10 |  |  | 2024-05-06 | NORTHERN INDIANA PUBLIC SERVICE COMPANY LLC NIPS | Starke |  |  | IN | DPP-2022 | Central | Phase 2 | NRIS | J3578 | 100 | 100 | Solar | Photovoltaic | Not Started |  | 100 | 100 | 0 | 0
J3208 | Active | 2022-09-08 |  |  | 2023-09-22 | HOOSIER ENERGY | Dubois |  |  | IN | DPP-2022 | Central | Phase 2 | NRIS | Patoka Valley | 10 | 10 | Solar | Photovoltaic | Not Started |  | 10 | 10 | 0 | 0
J3209 | Active | 2022-09-15 |  |  | 2026-03-01 | CLECO POWER LLC CLEC | Rapides |  |  | LA | DPP-2022 | South | Phase 1 | ERIS | Hineston | 350 | 350 | Solar | Photovoltaic | Not Started |  | 350 | 0 | 0 | 0
J3210 | Withdrawn | 2022-09-13 | 2025-07-30 |  | 2025-09-01 | CLECO POWER LLC | St. Tammany |  |  | LA | DPP-2022 | South | Phase 1 | NRIS | J2245 Substation | 100 | 100 | Solar | Solar/Battery | Not Started |  | 0 | 0 | 0 | 0
J3211 | Withdrawn | 2022-09-14 | 2025-07-30 |  | 2025-09-01 | ENTERGY LOUISIANA, LLC | Washington |  |  | LA | DPP-2022 | South | Phase 1 | NRIS | J1564 Substation | 100 | 100 | Solar | Solar/Battery | Not Started |  | 0 | 0 | 0 | 0
J3212 | Withdrawn | 2022-09-15 | 2025-10-27 |  | 2026-09-01 | MIDAMERICAN ENERGY CO. | Mills |  |  | IA | DPP-2022 | West | Phase 1 | NRIS | GLENWOOD | 50 | 50 | Solar | Photovoltaic | Not Started |  | 0 | 0 | 0 | 0
J3213 | Active | 2022-09-01 |  |  | 2026-12-31 | NORTHERN STATES POWER COMPANY | Hennepin |  |  | MN | DPP-2022 | West | Phase 1 | NRIS | Riverside 115kV Substation | 55 | 55 | Gas | Combined-Cycle ‚Äì Steam Plant | Not Started |  | 55 | 55 | 0 | 0
J3214 | Withdrawn | 2022-09-14 | 2025-10-27 |  | 2024-12-31 | ITC MIDWEST | Lee |  |  | IA | DPP-2022 | West | Phase 1 | NRIS | Wever | 185 | 185 | Hybrid | Solar/Battery | Not Started |  | 0 | 0 | 0 | 0
J3215 | Withdrawn | 2022-09-15 | 2023-03-24 |  | 2025-07-01 | NORTHERN INDIANA PUBLIC SERVICE COMPANY LLC | LaPorte |  |  | IN | DPP-2022 | Central | Phase 2 | NRIS | Stillwell to Babcock 345kV Transmission Line | 500 | 594 | Gas | Combustion Turbine (Simple Cycle) | Not Started |  | 0 | 0 | 0 | 0
J3216 | Active | 2022-09-15 |  |  | 2027-04-01 | AMEREN ILLINOIS | Peoria |  |  | IL | DPP-2022 | Central | Phase 2 | NRIS | Bloomington Brokaw | 300 | 300 | Battery Storage | Battery Storage | Not Started |  | 300 | 300 | 0 | 0
J3217 | Withdrawn | 2022-09-14 | 2023-03-24 |  | 2026-01-01 | NORTHERN STATES POWER COMPANY | Cottonwood |  |  | MN | DPP-2022 | West | Phase 1 | NRIS | Crandall 345kV Substation | 60 | 60 | Solar | Photovoltaic | Not Started |  | 0 | 0 | 0 | 0
J3218 | Withdrawn | 2022-09-12 | 2025-07-30 |  | 2025-06-30 | ENTERGY ARKANSAS, LLC | Nevada |  |  | AR | DPP-2022 | South | Phase 1 | NRIS | Prescott (#337507) to Emmett (#337505) | 50 | 50 | Solar | Photovoltaic | Not Started |  | 0 | 0 | 0 | 0
J3219 | Active | 2022-09-14 |  |  | 2023-04-01 | NORTHERN STATES POWER COMPANY | Dakota |  |  | MN | DPP-2022 | West | Phase 1 | NRIS-Only | CANNON FALLS TRANSM. | 3 | 3 | Hydro | Hydroelectric | Not Started |  | 0 | 3 | 0 | 0
J3220 | Withdrawn | 2024-08-05 | 2025-08-01 |  | 2026-10-31 | METC | Ionia |  |  | MI | DPP-2022 | East (ITC) | Phase 1 | NRIS | Peddler | 200 | 200 | Battery Storage | Battery Storage | Not Started |  | 0 | 0 | 0 | 0
J3221 | Withdrawn | 2022-09-15 | 2025-07-30 |  | 2024-11-30 | ENTERGY LOUISIANA, LLC | Webster |  |  | LA | DPP-2022 | South | Phase 1 | ERIS | LA_ORD_115 | 49 | 49 | Solar | Photovoltaic | Not Started |  | 0 | 0 | 0 | 0
J3222 | Withdrawn | 2022-09-14 | 2025-10-27 |  | 2025-09-15 | AMEREN TRANSMISSION COMPANY OF ILLINOIS | Moultrie |  |  | IL | DPP-2022 | Central | Phase 2 | NRIS | Arland to Faraday 345 kV Line Tap | 109 | 109 | Wind | Wind Turbine | Not Started |  | 0 | 0 | 0 | 0
J3223 | Active | 2022-09-15 |  |  | 2027-03-01 | AMEREN ILLINOIS | Edwards |  |  | IL | DPP-2022 | Central | Phase 2 | NRIS | Olney (4JASPER 347868) - Albion (4ALBION N 346510) 138 kV | 88 | 88 | Hybrid | Solar/Battery | Not Started |  | 88 | 88 | 0 | 0
J3224 | Active | 2022-09-15 |  |  | 2026-08-01 |  | Marion |  |  | IL | DPP-2022 | Central | Phase 2 | NRIS | 4KINMUNDY-4TANNER 138kv | 150 | 150 | Hybrid | Solar/Battery | Not Started |  | 150 | 150 | 0 | 0
J3225 | Withdrawn | 2022-09-15 | 2022-12-05 |  | 2026-08-31 | NORTHERN INDIANA PUBLIC SERVICE COMPANY LLC | LaPorte |  |  | IN | DPP-2022 | Central | Phase 2 | NRIS | BABCOCK-STILLWELL 345 kV | 150 | 150 | Hybrid | Solar/Battery | Not Started |  | 0 | 0 | 0 | 0
J3226 | Withdrawn | 2022-09-15 | 2025-10-27 |  | 2026-08-31 | NORTHERN INDIANA PUBLIC SERVICE COMPANY LLC | Marshall |  |  | IN | DPP-2022 | Central | Phase 2 | NRIS | BURR OAK - PLYMOUTH 138.0kV | 130 | 130 | Hybrid | Solar/Battery | Not Started |  | 0 | 0 | 0 | 0
J3227 | Withdrawn | 2022-09-14 | 2025-08-01 |  | 2025-12-31 | METC | Ogemaw |  |  | MI | DPP-2022 | Central | Phase 2 | NRIS | Gallagher to Livingston 345 kV Segment on the Livingston √¢‚Ç¨‚Äú Tittabawassee 345 kV Line | 80 | 80 | Solar | Photovoltaic | Not Started |  | 0 | 0 | 0 | 0
J3228 | Withdrawn | 2022-09-14 | 2025-08-01 |  | 2025-09-15 | METC | Midland |  |  | MI | DPP-2022 | East (ITC) | Phase 1 | NRIS | Redstone-Tittabawassee 138 kV Line | 26 | 26 | Solar | Photovoltaic | Not Started |  | 0 | 0 | 0 | 0
J3229 | Active | 2022-09-14 |  |  | 2026-04-24 | AMEREN MISSOURI | Maries |  |  | MO | DPP-2022 | Central | Phase 2 | NRIS | 4DILLON - 4LKSIDE TP2 138.0kV | 140 | 140 | Hybrid | Solar/Battery | Not Started |  | 140 | 140 | 0 | 0
J3230 | Active | 2022-09-14 |  |  | 2029-10-01 | ENTERGY ARKANSAS, LLC EATO | Crittenden |  |  | AR | DPP-2022 | South | Phase 1 | NRIS | PARKIN - GILMORE 161.0kV | 200 | 200 | Hybrid | Wind/Battery | Not Started |  | 200 | 0 | 0 | 0
J3231 | Active | 2022-09-14 |  |  | 2024-11-29 | ENTERGY MISSISSIPPI, LLC. EMTO | Amite |  |  | MS | DPP-2022 | South | Phase 1 | NRIS | GLOSTER - LIBERTY 115.0kV | 100 | 100 | Hybrid | Solar/Battery | Not Started |  | 100 | 100 | 0 | 0
J3232 | Active | 2024-04-11 |  |  | 2028-08-31 | DUKE ENERGY INDIANA, LLC CIN | Vermillion |  |  | IN | DPP-2023 | Central | Study Not Started | NRIS | CAYUGA STATION | 500 | 500 | Gas | Combined Cycle |  |  | 475.5 | 500 | 0 | 0
J3233 | Active | 2024-03-28 |  |  | 2028-01-15 | OTTER TAIL POWER COMPANY OTP | Yellow Medicine |  |  | MN | DPP-2023 | West | Study Not Started | NRIS | Canby 115 kV Substation | 140 | 140 | Solar | Photovoltaic |  |  | 140 | 140 | 0 | 0
J3234 | Withdrawn | 2024-03-28 | 2025-09-30 |  | 2028-01-15 | GREAT RIVER ENERGY | Carver |  |  | MN | DPP-2023 | West | Study Not Started | NRIS | ST BONIFACIUS | 130 | 130 | Battery Storage | Battery Storage |  |  | 0 | 0 | 0 | 0
J3235 | Active | 2024-03-28 |  |  | 2028-01-15 | GREAT RIVER ENERGY | Benton |  |  | MN | DPP-2023 | West | Study Not Started | NRIS | Cherry Park Substation | 250 | 250 | Battery Storage | Battery Storage |  |  | 250 | 250 | 0 | 0
J3236 | Active | 2024-03-28 |  |  | 2028-01-15 | NORTHERN STATES POWER COMPANY | Chisago |  |  | MN | DPP-2023 | West | Study Not Started | NRIS | Chisago County 115kV Substation | 200 | 200 | Battery Storage | Battery Storage |  |  | 200 | 200 | 0 | 0
J3237 | Withdrawn | 2024-04-09 | 2025-07-30 |  | 2028-06-09 | MINNESOTA POWER INC. | Itasca |  |  | MN | DPP-2023 | West | Study Not Started | NRIS | National Tac Plant 115kV (Customer-owned) | 86 | 86 | Wind | Wind Turbine |  |  | 0 | 0 | 0 | 0
J3238 | Withdrawn | 2024-04-10 | 2025-09-30 |  | 2028-06-30 | CLECO POWER LLC | Evangeline |  |  | LA | DPP-2023 | South | Study Not Started | NRIS | Cocodrie - Ville Platte 230.0kV | 155 | 155 | Solar | Photovoltaic |  |  | 0 | 0 | 0 | 0
J3239 | Withdrawn | 2024-04-18 | 2025-09-30 |  | 2028-05-01 | AMEREN TRANSMISSION COMPANY OF ILLINOIS | Christian |  |  | IL | DPP-2023 | Central | Study Not Started | NRIS | Pana 138kV | 175 | 175 | Wind | Wind Turbine |  |  | 0 | 0 | 0 | 0
J3240 | Withdrawn | 2024-04-14 | 2025-09-30 |  | 2028-09-15 | AMEREN ILLINOIS | Fulton |  |  | IL | DPP-2023 | Central | Study Not Started | NRIS | Other_ | 150 | 150 | Solar | Photovoltaic |  |  | 0 | 0 | 0 | 0
J3241 | Withdrawn | 2024-04-15 | 2025-09-25 |  | 2028-06-01 | COOPERATIVE ENERGY | Lincoln |  |  | MS | DPP-2023 | South | Study Not Started | NRIS | ARLINGTON GOAB | 200 | 200 | Solar | Photovoltaic |  |  | 0 | 0 | 0 | 0
J3242 | Withdrawn | 2024-04-17 | 2025-05-05 |  | 2028-06-30 | AMEREN ILLINOIS | Tazewell |  |  | IL | DPP-2023 | Central | Study Not Started | NRIS | Flint 138 kv | 150 | 150 | Battery Storage | Battery Storage |  |  | 0 | 0 | 0 | 0
J3243 | Withdrawn | 2024-03-27 | 2025-12-23 |  | 2028-06-30 | DUKE ENERGY INDIANA, LLC | Parke |  |  | IN | DPP-2023 | Central | Study Not Started | NRIS | Other_ | 150 | 150 | Battery Storage | Battery Storage |  |  | 0 | 0 | 0 | 0
J3244 | Withdrawn | 2024-03-27 | 2025-09-05 |  | 2028-06-30 | DUKE ENERGY INDIANA, LLC | Parke |  |  | IN | DPP-2023 | Central | Study Not Started | NRIS | Parke County REMC | 100 | 100 | Solar | Photovoltaic |  |  | 0 | 0 | 0 | 0
J3245 | Withdrawn | 2024-03-26 | 2025-09-05 |  | 2028-06-30 | BIG RIVERS ELECTRIC CORPORATION | Breckinridge |  |  | KY | DPP-2023 | Central | Study Not Started | NRIS | Meade County - New Hardinsburg 161.0kV | 150 | 150 | Solar | Photovoltaic |  |  | 0 | 0 | 0 | 0
J3246 | Withdrawn | 2024-04-05 | 2025-09-30 |  | 2028-01-15 | PRAIRIE POWER, INC. | Sangamon |  |  | IL | DPP-2023 | Central | Study Not Started | NRIS | Fancy Creek 138kV Substation | 120 | 120 | Solar | Photovoltaic |  |  | 0 | 0 | 0 | 0
J3247 | Withdrawn | 2024-04-14 | 2025-07-30 |  | 2028-09-15 | DUKE ENERGY INDIANA, LLC | Vigo |  |  | IN | DPP-2023 | Central | Study Not Started | NRIS | SPELTERVILLE | 200 | 200 | Battery Storage | Battery Storage |  |  | 0 | 0 | 0 | 0
J3248 | Withdrawn | 2024-04-13 | 2025-09-30 |  | 2028-09-01 | SOUTHERN INDIANA GAS & ELECTRIC COMPANY D/B/A CENTERPOINT ENERGY INDIANA SOUTH | Posey |  |  | IN | DPP-2023 | Central | Study Not Started | NRIS | AB Brown - Farm Bureau 138.0kV | 250 | 250 | Battery Storage | Battery Storage |  |  | 0 | 0 | 0 | 0
J3249 | Active | 2024-04-13 |  |  | 2028-09-01 | SOUTHERN INDIANA GAS & ELECTRIC COMPANY D/B/A CENTERPOINT ENERGY INDIANA SOUTH | Vanderburgh |  |  | IN | DPP-2023 | Central | Study Not Started | NRIS | Elliott - Francisco 138.0kV | 200 | 200 | Battery Storage | Battery Storage |  |  | 200 | 200 | 0 | 0
J3250 | Withdrawn | 2024-04-14 | 2025-09-02 |  | 2028-09-15 | MIDAMERICAN ENERGY CO. | Cerro Gordo |  |  | IA | DPP-2023 | West | Study Not Started | NRIS | FLOYD - EMERY (ITCM) 161.0kV | 150 | 150 | Wind | Wind Turbine |  |  | 0 | 0 | 0 | 0
J3251 | Active | 2024-04-15 |  |  | 2028-06-01 | METC | Genesee |  |  | MI | DPP-2023 | East (ITC) | Study Not Started | NRIS | THETFORD | 200 | 200 | Battery Storage | Battery Storage |  |  | 200 | 200 | 0 | 0
J3252 | Withdrawn | 2024-04-15 | 2025-05-23 |  | 2028-06-01 | ITC | St. Clair |  |  | MI | DPP-2023 | East (ITC) | Study Not Started | NRIS | FITZ | 200 | 200 | Battery Storage | Battery Storage |  |  | 0 | 0 | 0 | 0
J3253 | Withdrawn | 2024-03-26 | 2025-09-30 |  | 2028-06-30 | ARKANSAS ELECTRIC COOPERATIVE CORPORATION | Woodruff |  |  | AR | DPP-2023 | South | Study Not Started | NRIS | Bailey | 150 | 150 | Solar | Photovoltaic |  |  | 0 | 0 | 0 | 0
J3254 | Active | 2024-04-15 |  |  | 2026-12-30 | AMEREN TRANSMISSION COMPANY OF ILLINOIS | Pulaski |  |  | IL | DPP-2023 | Central | Study Not Started | NRIS | 5CAPE GIR3 - 5JOPPA SR 161.0kV | 175 | 175 | Hybrid | Solar/Battery |  |  | 175 | 175 | 0 | 0
J3255 | Withdrawn | 2024-04-13 | 2025-12-23 |  | 2028-09-15 | ENTERGY MISSISSIPPI, LLC. | Holmes |  |  | MS | DPP-2023 | South | Study Not Started | NRIS | INDIANOLA 230/115 SUB - MCADAMS EHV 230.0kV | 350 | 350 | Solar | Photovoltaic |  |  | 0 | 0 | 0 | 0
J3256 | Active | 2024-04-13 |  |  | 2028-09-01 | AMEREN ILLINOIS | Clark |  |  | IL | DPP-2023 | Central | Study Not Started | NRIS | 4GALLATIN - 4KANSAS 138.0kV | 200 | 200 | Solar | Photovoltaic |  |  | 200 | 200 | 0 | 0
J3257 | Withdrawn | 2024-04-18 | 2025-09-30 |  | 2026-10-01 | NORTHERN INDIANA PUBLIC SERVICE COMPANY LLC | Pulaski |  |  | IN | DPP-2023 | Central | Study Not Started | NRIS | EAST WINAMAC - MONTICELLO 138.0kV | 190 | 190 | Solar | Photovoltaic |  |  | 0 | 0 | 0 | 0
J3258 | Withdrawn | 2024-04-17 | 2025-12-22 |  | 2028-09-06 | METC | Ottawa |  |  | MI | DPP-2023 | East (ITC) | Study Not Started | NRIS | TYLER | 200 | 200 | Battery Storage | Battery Storage |  |  | 0 | 0 | 0 | 0
J3259 | Withdrawn | 2024-04-17 | 2025-09-30 |  | 2028-09-06 | GREAT RIVER ENERGY | Renville |  |  | MN | DPP-2023 | West | Study Not Started | NRIS | Cedar Mountain | 250 | 250 | Battery Storage | Battery Storage |  |  | 0 | 0 | 0 | 0
J3260 | Withdrawn | 2024-03-28 | 2025-09-30 |  | 2028-01-15 | AMEREN ILLINOIS | LaSalle |  |  | IL | DPP-2023 | Central | Study Not Started | NRIS | 4NLASALLE RB - 4WED_FOXR 138.0kV | 97 | 97 | Solar | Photovoltaic |  |  | 0 | 0 | 0 | 0
J3261 | Withdrawn | 2024-03-26 | 2025-09-30 |  | 2028-06-30 | ENTERGY MISSISSIPPI, LLC. | Tunica |  |  | MS | DPP-2023 | South | Study Not Started | NRIS | Tunica 230 kV (337160) | 200 | 200 | Solar | Photovoltaic |  |  | 0 | 0 | 0 | 0
J3262 | Withdrawn | 2024-04-12 | 2025-12-23 |  | 2028-03-01 | ENTERGY TEXAS, INC. | Jefferson |  |  | TX | DPP-2023 | South | Study Not Started | NRIS | Stowell | 300 | 300 | Wind | Wind Turbine |  |  | 0 | 0 | 0 | 0
J3263 | Withdrawn | 2024-04-15 | 2025-09-25 |  | 2028-06-01 | ARKANSAS ELECTRIC COOPERATIVE CORPORATION | Desha |  |  | AK | DPP-2023 | South | Study Not Started | NRIS | DUMAS - REED SS 115.0kV | 150 | 150 | Solar | Photovoltaic |  |  | 0 | 0 | 0 | 0
J3264 | Withdrawn | 2024-04-12 | 2025-12-23 |  | 2028-09-01 | METC | Otsego |  |  | MI | DPP-2023 | East (ITC) | Study Not Started | NRIS | LIVINGSTON CO | 300 | 300 | Battery Storage | Battery Storage |  |  | 0 | 0 | 0 | 0
J3265 | Withdrawn | 2024-04-11 | 2025-12-23 |  | 2028-08-17 | NORTHERN STATES POWER COMPANY | Brookings |  |  | SD | DPP-2023 | West | Study Not Started | NRIS | BROOKINGS COUNTY | 175 | 175 | Battery Storage | Battery Storage |  |  | 0 | 0 | 0 | 0
J3266 | Withdrawn | 2024-04-11 | 2025-12-23 |  | 2028-08-17 | OTTER TAIL POWER COMPANY | Sargent |  |  | ND | DPP-2023 | West | Study Not Started | NRIS | Forman 230 kV Substation | 175 | 175 | Battery Storage | Battery Storage |  |  | 0 | 0 | 0 | 0
J3267 | Withdrawn | 2024-04-15 | 2025-05-23 |  | 2028-06-01 | METC | Genesee |  |  | MI | DPP-2023 | East (ITC) | Study Not Started | NRIS | THETFORD | 50 | 50 | Solar | Photovoltaic |  |  | 0 | 0 | 0 | 0
J3268 | Active | 2024-04-18 |  |  | 2027-09-10 | METC | Gratiot |  |  | MI | DPP-2023 | East (ITC) | Study Not Started | NRIS | REGAL | 100 | 100 | Battery Storage | Battery Storage |  |  | 100 | 100 | 0 | 0
J3269 | Withdrawn | 2024-04-17 | 2025-09-29 |  | 2027-11-02 | AMEREN ILLINOIS | Hamilton |  |  | IL | DPP-2023 | Central | Study Not Started | NRIS | 7W_FRFT_E - 7NORRIS 345.0kV | 300 | 300 | Solar | Photovoltaic |  |  | 0 | 0 | 0 | 0
J3270 | Withdrawn | 2024-04-17 | 2025-12-23 |  | 2028-09-04 | ENTERGY ARKANSAS, LLC | Phillips |  |  | AR | DPP-2023 | South | Study Not Started | NRIS | AECC AUBREY - RITCHIE SWYD 230.0kV | 250 | 250 | Solar | Photovoltaic |  |  | 0 | 0 | 0 | 0
J3271 | Withdrawn | 2024-04-17 | 2025-09-03 |  | 2028-09-04 | ARKANSAS ELECTRIC COOPERATIVE CORPORATION | Mississippi |  |  | AR | DPP-2023 | South | Study Not Started | NRIS | AECC Dell 161kV - Nucor-Yamato 161kV Switching Station 161.0kV | 230 | 230 | Solar | Photovoltaic |  |  | 0 | 0 | 0 | 0
J3272 | Withdrawn | 2024-04-10 | 2025-08-18 |  | 2028-04-09 | ENTERGY LOUISIANA, LLC | Concordia |  |  | LA | DPP-2023 | South | Study Not Started | NRIS | VIDALIA | 85 | 85 | Solar | Photovoltaic |  |  | 0 | 0 | 0 | 0
J3273 | Withdrawn | 2024-04-16 | 2025-12-23 |  | 2027-03-01 | ENTERGY LOUISIANA, LLC | Madison |  |  | LA | DPP-2023 | South | Study Not Started | NRIS | BAXTER WILSON SES SWYD - PERRYVILLE 500 SWYD 500.0kV | 473.8 | 473.8 | Wind | Wind Turbine |  |  | 0 | 0 | 0 | 0
J3274 | Active | 2024-04-15 |  |  | 2028-11-01 | METC | Ogemaw |  |  | MI | DPP-2023 | East (ITC) | Study Not Started | NRIS | GALLAGHER - TWINING 138.0kV | 290 | 290 | Solar | Photovoltaic |  |  | 290 | 290 | 0 | 0
J3275 | Active | 2024-04-17 |  |  | 2028-09-04 | GREAT RIVER ENERGY | Benton |  |  | MN | DPP-2023 | West | Study Not Started | NRIS | Mud Lake - Benton County (GRE) 230kV | 249 | 249 | Wind | Wind Turbine |  |  | 249 | 249 | 0 | 0
J3276 | Withdrawn | 2024-04-12 | 2025-08-27 |  | 2028-09-30 | AMEREN ILLINOIS | Pulaski |  |  | IL | DPP-2023 | Central | Study Not Started | NRIS | Mound City | 200 | 200 | Solar | Photovoltaic |  |  | 0 | 0 | 0 | 0
J3277 | Withdrawn | 2024-04-17 | 2025-09-30 |  | 2028-08-17 | METC | Bay |  |  | MI | DPP-2023 | East (ITC) | Study Not Started | NRIS | Other_ | 175 | 175 | Battery Storage | Battery Storage |  |  | 0 | 0 | 0 | 0
J3278 | Withdrawn | 2024-04-16 | 2025-12-23 |  | 2028-08-01 | GREAT RIVER ENERGY | Swift |  |  | MN | DPP-2023 | West | Study Not Started | NRIS | SWENODA TAP - DUBLIN TAP - SS360 - 360WSM1 115.0kV | 90 | 90 | Solar | Photovoltaic |  |  | 0 | 0 | 0 | 0
J3279 | Withdrawn | 2024-04-17 | 2025-09-30 |  | 2028-09-04 | MONTANA-DAKOTA UTILITIES CO. | Day |  |  | SD | DPP-2023 | West | Study Not Started | NRIS | Ellendale 345 - Twin Brooks 345.0kV | 300 | 300 | Wind | Wind Turbine |  |  | 0 | 0 | 0 | 0
J3280 | Active | 2024-04-17 |  |  | 2028-09-01 | MONTANA-DAKOTA UTILITIES CO.MDU | Dickey |  |  | ND | DPP-2023 | West | Study Not Started | NRIS | Ellendale | 300 | 300 | Wind | Wind Turbine |  |  | 300 | 300 | 0 | 0
J3281 | Withdrawn | 2024-04-16 | 2025-12-23 |  | 2027-06-30 | AMERICAN TRANSMISSION COMPANY | Marquette |  |  | MI | DPP-2023 | East (ATC) | Study Not Started | NRIS | Presque Isle - North Lake 138.0kV | 170 | 170 | Wind | Wind Turbine |  |  | 0 | 0 | 0 | 0
J3282 | Pending Revision Approval | 2024-04-15 |  |  | 2028-11-01 | METC | Mason |  |  | MI | DPP-2023 | East (ITC) | Study Not Started | NRIS | KEYSTONE - LUDINGTON 345.0kV | 100 | 100 | Solar | Photovoltaic |  |  | 100 | 100 | 0 | 0
J3283 | Pending Revision Approval | 2024-04-15 |  |  | 2028-11-01 | METC | Grand Traverse |  |  | MI | DPP-2023 | East (ITC) | Study Not Started | NRIS | KEYSTONE - WEXFORD 138.0kV | 100 | 100 | Solar | Photovoltaic |  |  | 100 | 100 | 0 | 0
J3284 | Withdrawn | 2024-04-16 | 2025-05-05 |  | 2028-06-30 | AMEREN ILLINOIS | Woodford |  |  | IL | DPP-2023 | Central | Study Not Started | NRIS | Spring Bay | 100 | 100 | Battery Storage | Battery Storage |  |  | 0 | 0 | 0 | 0
J3285 | Withdrawn | 2024-04-15 | 2024-08-30 |  | 2028-09-30 | DUKE ENERGY INDIANA, LLC | Vigo |  |  | IN | DPP-2023 | Central | Study Not Started | NRIS | TH Pfizer Jct. - Worthington (HED) | 150 | 150 | Solar | Photovoltaic |  |  | 0 | 0 | 0 | 0
J3286 | Pending Revision Approval | 2024-04-15 |  |  | 2028-11-01 | ITC | Sanilac |  |  | MI | DPP-2023 | East (ITC) | Study Not Started | NRIS | KILGORE - MICAH 120.0kV | 200 | 200 | Solar | Photovoltaic |  |  | 200 | 200 | 0 | 0
J3287 | Pending Revision Approval | 2024-04-15 |  |  | 2028-11-01 | WOLVERINE POWER SUPPLY COOPERATIVE | Osceola |  |  | MI | DPP-2023 | East (ITC) | Study Not Started | NRIS | Hersey Interconnection | 110 | 110 | Solar | Photovoltaic |  |  | 110 | 110 | 0 | 0
J3288 | Withdrawn | 2024-04-18 | 2025-09-15 |  | 2028-01-01 | DUKE ENERGY INDIANA, LLC | Carroll |  |  | IN | DPP-2023 | Central | Study Not Started | NRIS | Kokomo Webster St. - Walton 230.0kV | 125 | 125 | Hybrid | Photovoltaic |  |  | 0 | 0 | 0 | 0
J3289 | Active | 2024-04-17 |  |  | 2026-06-01 | GREAT RIVER ENERGY | Sherburne |  |  | MN | DPP-2023 | West | Study Not Started | NRIS | ELK RIVER 14 | 60 | 60 | Hybrid | Combustion Turbine (Simple Cycle) |  |  | 35 | 60 | 0 | 0
J3290 | Withdrawn | 2024-04-17 | 2025-12-23 |  | 2028-09-15 | NORTHERN INDIANA PUBLIC SERVICE COMPANY LLC | White |  |  | IN | DPP-2023 | Central | Study Not Started | NRIS | MAGNETATION | 100 | 100 | Battery Storage | Battery Storage |  |  | 0 | 0 | 0 | 0
J3291 | Active | 2024-04-17 |  |  | 2028-09-15 | NORTHERN INDIANA PUBLIC SERVICE COMPANY LLC NIPS | LaGrange |  |  | IN | DPP-2023 | Central | Study Not Started | NRIS | HIPLE | 200 | 200 | Battery Storage | Battery Storage |  |  | 200 | 200 | 0 | 0
J3292 | Active | 2024-04-17 |  |  | 2028-03-01 | ENTERGY ARKANSAS, LLC EATO | Phillips |  |  | AR | DPP-2023 | South | Study Not Started | ERIS | RITCHIE SWYD - TARLETON 230.0kV | 193 | 193 | Wind | Wind Turbine |  |  | 193 | 0 | 0 | 0
J3293 | Withdrawn | 2024-04-17 | 2025-12-23 |  | 2027-01-31 | DUKE ENERGY INDIANA, LLC | Knox |  |  | IN | DPP-2023 | Central | Study Not Started | NRIS | Edwardsport IGCC - Amo 345.0kV | 250 | 250 | Solar | Photovoltaic |  |  | 0 | 0 | 0 | 0
J3294 | Withdrawn | 2024-04-17 | 2025-09-16 |  | 2027-01-31 | HOOSIER ENERGY | Daviess |  |  | IN | DPP-2023 | Central | Study Not Started | NRIS | GPC Primary - Sandborn Primary 161.0kV | 200 | 200 | Solar | Photovoltaic |  |  | 0 | 0 | 0 | 0
J3295 | Withdrawn | 2024-04-17 | 2025-12-23 |  | 2027-01-31 | CLECO POWER LLC | Beauregard |  |  | LA | DPP-2023 | South | Study Not Started | NRIS | Cole - Penton Road 230.0kV | 250 | 250 | Solar | Photovoltaic |  |  | 0 | 0 | 0 | 0
J3296 | Active | 2024-04-17 |  |  | 2027-01-31 | Southern Illinois Power Cooperative | Hamilton |  |  | IL | DPP-2023 | Central | Study Not Started | NRIS | Hamilton | 200 | 200 | Battery Storage | Battery Storage |  |  | 202.19 | 202.19 | 0 | 0
J3297 | Withdrawn | 2024-04-17 | 2025-12-23 |  | 2027-01-31 | ENTERGY MISSISSIPPI, LLC. | St. Clair |  |  | IL | DPP-2023 | Central | Study Not Started | NRIS | Herzog | 150 | 150 | Battery Storage | Battery Storage |  |  | 0 | 0 | 0 | 0
J3298 | Active | 2024-04-17 |  |  | 2027-01-31 | AMERICAN TRANSMISSION COMPANY | Tazewell |  |  | IL | DPP-2023 | Central | Study Not Started | NRIS | Towerline | 200 | 200 | Battery Storage | Battery Storage |  |  | 200 | 200 | 0 | 0
J3299 | Withdrawn | 2024-04-17 | 2025-07-30 |  | 2027-01-31 | ENTERGY TEXAS, INC. | Jefferson |  |  | TX | DPP-2023 | South | Study Not Started | NRIS | BEVIL | 150 | 150 | Battery Storage | Battery Storage |  |  | 0 | 0 | 0 | 0
J3300 | Withdrawn | 2024-04-17 | 2025-12-23 |  | 2027-01-31 | ENTERGY ARKANSAS, LLC | Craighead |  |  | AR | DPP-2023 | South | Study Not Started | NRIS | CASH - NEWPORT AB 161.0kV | 200 | 200 | Solar | Photovoltaic |  |  | 0 | 0 | 0 | 0
J3301 | Withdrawn | 2024-04-17 | 2025-12-23 |  | 2027-01-31 | ENTERGY ARKANSAS, LLC | Prairie |  |  | AR | DPP-2023 | South | Study Not Started | NRIS | DES ARC - COTTON PLANT 115.0kV | 180 | 180 | Solar | Photovoltaic |  |  | 0 | 0 | 0 | 0
J3302 | Withdrawn | 2024-04-17 | 2025-12-23 |  | 2027-01-31 | ENTERGY ARKANSAS, LLC | Jefferson |  |  | AR | DPP-2023 | South | Study Not Started | NRIS | P.B. SOUTH - VARNER 115.0kV | 105 | 105 | Solar | Photovoltaic |  |  | 0 | 0 | 0 | 0
J3303 | Withdrawn | 2024-04-17 | 2025-12-23 |  | 2027-01-31 | ENTERGY ARKANSAS, LLC | Prairie |  |  | AR | DPP-2023 | South | Study Not Started | NRIS | WEST MEMPHIS EHV - KEO EHV 500.0kV | 400 | 400 | Solar | Photovoltaic |  |  | 0 | 0 | 0 | 0
J3304 | Withdrawn | 2024-04-17 | 2025-12-23 |  | 2027-01-31 | ENTERGY ARKANSAS, LLC | Clark |  |  | AR | DPP-2023 | South | Study Not Started | NRIS | ETTA - MCNEIL EHV 500.0kV | 350 | 350 | Solar | Photovoltaic |  |  | 0 | 0 | 0 | 0
J3305 | Withdrawn | 2024-04-17 | 2025-01-17 |  | 2027-01-31 | MIDAMERICAN ENERGY CO. | Adams |  |  | IA | DPP-2023 | West | Study Not Started | NRIS | Other_ | 150 | 150 | Solar | Photovoltaic |  |  | 0 | 0 | 0 | 0
J3306 | Active | 2024-04-16 |  |  | 2028-09-30 |  | Perry |  |  | IL | DPP-2023 | Central | Study Not Started | ERIS | J3064 | 150 | 150 | Solar | Photovoltaic |  |  | 150 | 0 | 0 | 0
J3307 | Withdrawn | 2024-04-17 | 2025-08-05 |  | 2027-11-02 | AMEREN MISSOURI | Callaway |  |  | MO | DPP-2023 | Central | Study Not Started | NRIS | Callaway | 300 | 300 | Solar | Photovoltaic |  |  | 0 | 0 | 0 | 0
J3308 | Withdrawn | 2024-04-17 | 2025-12-23 |  | 2027-01-31 | ENTERGY ARKANSAS, LLC | Woodruff |  |  | AR | DPP-2023 | South | Study Not Started | NRIS | MOSES SWYD - AECC HUNTER NORTH 161.0kV | 180 | 180 | Solar | Photovoltaic |  |  | 0 | 0 | 0 | 0
J3309 | Withdrawn | 2024-04-15 | 2025-05-23 |  | 2028-06-01 | ENTERGY MISSISSIPPI, LLC. | Copiah |  |  | MS | DPP-2023 | South | Study Not Started | NRIS | FRANKLIN EHV - RAY BRASWELL EHV 500.0kV | 200 | 200 | Hybrid | Solar/Battery |  |  | 0 | 0 | 0 | 0
J3310 | Withdrawn | 2024-04-15 | 2025-05-23 |  | 2028-06-01 | ENTERGY MISSISSIPPI, LLC. | Lincoln |  |  | MS | DPP-2023 | South | Study Not Started | NRIS | BROOKHAVEN | 150 | 150 | Hybrid | Solar/Battery |  |  | 0 | 0 | 0 | 0
J3311 | Withdrawn | 2024-04-18 | 2025-12-23 |  | 2027-09-10 | ENTERGY LOUISIANA, LLC | St. Landry |  |  | LA | DPP-2023 | South | Study Not Started | NRIS | WELLS | 400 | 400 | Battery Storage | Battery Storage |  |  | 0 | 0 | 0 | 0
J3312 | Withdrawn | 2024-04-15 | 2025-09-04 |  | 2028-06-30 | NORTHERN STATES POWER COMPANY | Washington |  |  | MN | DPP-2023 | West | Study Not Started | NRIS | RAPTOR | 100 | 100 | Battery Storage | Battery Storage |  |  | 0 | 0 | 0 | 0
J3313 | Active | 2024-04-16 |  |  | 2028-09-01 | METC | Lenawee |  |  | MI | DPP-2023 | East (ITC) | Study Not Started | NRIS | MOROCCO - ALLEN JUNCTION 345.0kV | 263 | 263 | Wind | Wind Turbine |  |  | 263 | 263 | 0 | 0
J3314 | Withdrawn | 2024-04-17 | 2025-05-23 |  | 2028-06-01 | DAIRYLAND POWER COOPERATIVE | Clayton |  |  | IA | DPP-2023 | West | Study Not Started | NRIS | Postville | 200 | 200 | Hybrid | Solar/Battery |  |  | 0 | 0 | 0 | 0
J3315 | Withdrawn | 2024-04-18 | 2025-07-09 |  | 2026-10-01 | ENTERGY MISSISSIPPI, LLC. | Pike |  |  | MS | DPP-2023 | South | Study Not Started | NRIS | COLONIAL PIPELINE - FERNWOOD 115.0kV | 150 | 150 | Solar | Photovoltaic |  |  | 0 | 0 | 0 | 0
J3316 | Active | 2024-05-06 |  |  | 2028-09-01 | AMEREN ILLINOIS | Washington |  |  | IL | DPP-2023 | Central | Study Not Started | NRIS | Okawville 138 kV | 150 | 150 | Battery Storage | Battery Storage |  |  | 150 | 150 | 0 | 0
J3317 | Withdrawn | 2024-04-18 | 2025-12-23 |  | 2028-06-01 | DUKE ENERGY INDIANA, LLC | Vigo |  |  | IN | DPP-2023 | Central | Study Not Started | NRIS | Other_ | 150 | 150 | Hybrid | Solar/Battery |  |  | 0 | 0 | 0 | 0
J3318 | Withdrawn | 2024-04-15 | 2025-09-25 |  | 2028-06-01 | HOOSIER ENERGY | Sullivan |  |  | IN | DPP-2023 | Central | Study Not Started | NRIS | Merom 345 kV Substation | 300 | 300 | Hybrid | Solar/Battery |  |  | 0 | 0 | 0 | 0
J3319 | Withdrawn | 2024-04-15 | 2025-05-23 |  | 2028-06-01 | ENTERGY LOUISIANA, LLC | Webster |  |  | LA | DPP-2023 | South | Study Not Started | NRIS | SAREPTA 345/115 SS | 150 | 150 | Hybrid | Solar/Battery |  |  | 0 | 0 | 0 | 0
J3320 | Withdrawn | 2024-04-18 | 2025-05-05 |  | 2028-06-30 | METC | Ottawa |  |  | MI | DPP-2023 | East (ITC) | Study Not Started | NRIS | ROOSEVELT | 200 | 200 | Battery Storage | Battery Storage |  |  | 0 | 0 | 0 | 0
J3321 | Withdrawn | 2024-04-12 | 2025-12-23 |  | 2028-09-30 | AMEREN ILLINOIS | Wayne |  |  | IL | DPP-2023 | Central | Study Not Started | ERIS | Other_ | 200 | 200 | Solar | Photovoltaic |  |  | 0 | 0 | 0 | 0
J3322 | Withdrawn | 2024-04-12 | 2025-06-03 |  | 2028-09-30 | ENTERGY LOUISIANA, LLC | Jefferson Davis |  |  | LA | DPP-2023 | South | Study Not Started | NRIS | NELSON 500 SWYD - RICHARD 500.0kV | 325 | 325 | Solar | Photovoltaic |  |  | 0 | 0 | 0 | 0
J3323 | Withdrawn | 2024-04-12 | 2025-08-18 |  | 2028-09-30 | MIDAMERICAN ENERGY CO. | Knox |  |  | IL | DPP-2023 | West | Study Not Started | NRIS | Other_ | 200 | 200 | Solar | Photovoltaic |  |  | 0 | 0 | 0 | 0
J3324 | Active | 2024-04-18 |  |  | 2029-09-01 | MIDAMERICAN ENERGY CO. MEC | Palo Alto |  |  | IA | DPP-2023 | West | Study Not Started | NRIS | PALO ALTO - KOSSUTH COUNTY 345.0kV | 200 | 200 | Wind | Wind Turbine |  |  | 200 | 200 | 0 | 0
J3325 | Withdrawn | 2024-04-17 | 2025-09-30 |  | 2028-05-01 | MIDAMERICAN ENERGY CO. | Cherokee |  |  | IA | DPP-2023 | West | Study Not Started | NRIS | LITTLE SIOUX - LEMARS TAP 161.0kV | 140 | 140 | Wind | Wind Turbine |  |  | 0 | 0 | 0 | 0
J3326 | Active | 2024-04-18 |  |  | 2028-05-01 | MISSOURI RIVER ENERGY SERVICES - TRANSMISSION | Lyon |  |  | MN | DPP-2023 | West | Study Not Started | NRIS | Other_ | 250 | 250 | Wind | Wind Turbine |  |  | 250 | 250 | 0 | 0
J3327 | Withdrawn | 2024-04-16 | 2025-09-30 |  | 2027-05-01 | SOUTHERN INDIANA GAS & ELECTRIC COMPANY D/B/A CENTERPOINT ENERGY INDIANA SOUTH | Pike |  |  | IN | DPP-2023 | Central | Study Not Started | NRIS | Cato 138/69kV (facilities above 100kV) | 130 | 130 | Battery Storage | Battery Storage |  |  | 0 | 0 | 0 | 0
J3328 | Withdrawn | 2024-04-18 | 2025-09-30 |  | 2028-05-01 | AMEREN ILLINOIS | Vermilion |  |  | IL | DPP-2023 | Central | Study Not Started | NRIS | Hoopeston West | 150 | 150 | Wind | Wind Turbine |  |  | 0 | 0 | 0 | 0
J3329 | Withdrawn | 2024-04-17 | 2025-09-30 |  | 2028-05-01 | DUKE ENERGY INDIANA, LLC | Sullivan |  |  | IN | DPP-2023 | Central | Study Not Started | NRIS | Merom (HED) - Dresser 345.0kV | 145 | 145 | Battery Storage | Battery Storage |  |  | 0 | 0 | 0 | 0
J3330 | Withdrawn | 2024-04-17 | 2025-09-11 |  | 2028-05-01 | AMERICAN TRANSMISSION COMPANY | Kenosha |  |  | WI | DPP-2023 | East (ATC) | Study Not Started | NRIS | Pleasant Prairie - Arcadian 345.0kV | 705 | 705 | Gas | Combustion Turbine (Simple Cycle) |  |  | 0 | 0 | 0 | 0
J3331 | Active | 2024-04-17 |  |  | 2028-05-01 | INDIANAPOLIS POWER & LIGHT COMPANY | Sullivan |  |  | IN | DPP-2023 | Central | Study Not Started | NRIS | Petersburg - Sullivan (AEP/PJM) 345.0kV | 470 | 470 | Gas | Combustion Turbine (Simple Cycle) |  |  | 470 | 470 | 0 | 0
J3332 | Withdrawn | 2024-04-17 | 2025-09-30 |  | 2028-05-01 | AMERICAN TRANSMISSION COMPANY | Calumet |  |  | WI | DPP-2023 | East (ATC) | Study Not Started | NRIS | Forest Junction - Cypress 345.0kV | 150 | 150 | Wind | Wind Turbine |  |  | 0 | 0 | 0 | 0
J3333 | Withdrawn | 2024-04-17 | 2025-09-30 |  | 2028-05-01 | ITC | Washtenaw |  |  | MI | DPP-2023 | East (ITC) | Study Not Started | NRIS | MAJESTIC - MILAN 345.0kV | 150 | 150 | Solar | Photovoltaic |  |  | 0 | 0 | 0 | 0
J3334 | Withdrawn | 2024-04-05 | 2025-09-24 |  | 2028-06-01 | DUKE ENERGY INDIANA, LLC | LaPorte |  |  | IN | DPP-2023 | Central | Study Not Started | NRIS | MAPLE | 100 | 100 | Battery Storage | Battery Storage |  |  | 0 | 0 | 0 | 0
J3335 | Withdrawn | 2024-04-18 | 2025-09-30 |  | 2028-10-01 | AMEREN ILLINOIS | McLean |  |  | IL | DPP-2023 | Central | Study Not Started | NRIS | Other_ | 222 | 222 | Wind | Wind Turbine |  |  | 0 | 0 | 0 | 0
J3336 | Active | 2024-04-05 |  |  | 2027-04-01 | ITC | Tuscola |  |  | MI | DPP-2023 | East (ITC) | Study Not Started | NRIS | RINGLE | 41.8 | 41.8 | Wind | Wind Turbine |  |  | 41.8 | 41.8 | 0 | 0
J3337 | Withdrawn | 2024-04-16 | 2025-12-23 |  | 2028-03-01 | AMEREN MISSOURI | Stoddard |  |  | MO | DPP-2023 | Central | Study Not Started | ERIS | 5VANDUSER | 230 | 230 | Solar | Photovoltaic |  |  | 0 | 0 | 0 | 0
J3338 | Active | 2024-04-18 |  |  | 2028-10-28 | AMEREN ILLINOIS | Hamilton |  |  | IL | DPP-2023 | Central | Study Not Started | NRIS | 7W_FRFT_E - 7NORRIS 345.0kV | 199.99 | 199.99 | Wind | Wind Turbine |  |  | 200 | 200 | 0 | 0
J3339 | Withdrawn | 2024-04-16 | 2025-12-23 |  | 2028-09-15 | DUKE ENERGY INDIANA, LLC | Hendricks |  |  | IN | DPP-2023 | Central | Study Not Started | NRIS | AMO | 100 | 100 | Battery Storage | Battery Storage |  |  | 0 | 0 | 0 | 0
J3340 | Active | 2024-03-18 |  |  | 2028-09-01 | AMEREN ILLINOIS | Vermilion |  |  | IL | DPP-2023 | Central | Study Not Started | NRIS | Rossville 138kV on the Hoopeston to Vermilion 138kV Line | 175 | 175 | Solar | Photovoltaic |  |  | 175 | 175 | 0 | 0
J3341 | Active | 2024-04-18 |  |  | 2028-08-31 | AMEREN ILLINOIS | Vermilion |  |  | IL | DPP-2023 | Central | Study Not Started | NRIS | J2192 POI | 100 | 100 | Wind | Wind Turbine |  |  | 100 | 100 | 0 | 0
J3342 | Active | 2024-04-18 |  |  | 2028-08-31 | AMEREN ILLINOIS | Vermilion |  |  | IL | DPP-2023 | Central | Study Not Started | NRIS | J2192 POI | 180 | 180 | Solar | Photovoltaic |  |  | 110 | 110 | 0 | 0
J3343 | Withdrawn | 2024-03-27 | 2025-09-29 |  | 2028-09-01 | AMEREN ILLINOIS | Knox |  |  | IL | DPP-2023 | Central | Study Not Started | NRIS | 4MONM BLVD W - 4CASTRO_JCT 138.0kV | 100 | 100 | Solar | Photovoltaic |  |  | 0 | 0 | 0 | 0
J3344 | Active | 2024-04-13 |  |  | 2028-09-01 | AMEREN TRANSMISSION COMPANY OF ILLINOIS | Knox |  |  | IL | DPP-2023 | Central | Study Not Started | NRIS | 7FARGO - 7SANDBURG 345.0kV | 100 | 100 | Battery Storage | Battery Storage |  |  | 100 | 100 | 0 | 0
J3345 | Withdrawn | 2024-04-17 | 2025-09-29 |  | 2028-09-15 | AMEREN TRANSMISSION COMPANY OF ILLINOIS | Moultrie |  |  | IL | DPP-2023 | Central | Study Not Started | NRIS | Faraday | 200 | 200 | Solar | Photovoltaic |  |  | 0 | 0 | 0 | 0
J3346 | Withdrawn | 2024-04-16 | 2025-09-30 |  | 2028-05-01 | GREAT RIVER ENERGY | Lyon |  |  | MN | DPP-2023 | West | Study Not Started | NRIS | Other_ | 250 | 250 | Wind | Wind Turbine |  |  | 0 | 0 | 0 | 0
J3347 | Withdrawn | 2024-04-16 | 2025-09-29 |  | 2028-09-15 | DUKE ENERGY INDIANA, LLC | Hancock |  |  | IN | DPP-2023 | Central | Study Not Started | NRIS | Greenfield Hastings Park - Greensboro 138.0kV | 140 | 140 | Solar | Photovoltaic |  |  | 0 | 0 | 0 | 0
J3348 | Withdrawn | 2024-04-17 | 2025-09-29 |  | 2028-09-15 | NORTHERN INDIANA PUBLIC SERVICE COMPANY LLC | Marshall |  |  | IN | DPP-2023 | Central | Study Not Started | NRIS | PLYMOUTH - KOSCIUSKO & LEESBURG & KOSCIUSKO CO REMC - NORTHWEST 138.0kV | 110 | 110 | Solar | Photovoltaic |  |  | 0 | 0 | 0 | 0
J3349 | Withdrawn | 2024-04-17 | 2025-12-23 |  | 2028-09-15 | AMEREN TRANSMISSION COMPANY OF ILLINOIS | Fulton |  |  | IL | DPP-2023 | Central | Study Not Started | NRIS | Ipava | 400 | 400 | Solar | Photovoltaic |  |  | 0 | 0 | 0 | 0
J3350 | Withdrawn | 2024-04-18 | 2025-09-30 |  | 2028-08-31 | AMEREN MISSOURI | Randolph |  |  | MO | DPP-2023 | Central | Study Not Started | NRIS | 5MOBERLY - 5OVERTON 161.0kV | 200 | 200 | Solar | Photovoltaic |  |  | 0 | 0 | 0 | 0
J3351 | Withdrawn | 2024-04-04 | 2025-03-13 |  | 2028-06-30 | AMEREN ILLINOIS | Putnam |  |  | IL | DPP-2023 | Central | Study Not Started | NRIS | Hickok | 100 | 100 | Battery Storage | Battery Storage |  |  | 0 | 0 | 0 | 0
J3352 | Active | 2024-04-16 |  |  | 2027-12-17 | AMEREN MISSOURI | Cape Girardeau |  |  | MO | DPP-2023 | Central | Study Not Started | NRIS | LUTESVILLE | 250 | 250 | Battery Storage | Battery Storage |  |  | 250 | 250 | 0 | 0
J3353 | Active | 2024-04-18 |  |  | 2028-08-01 | AMEREN TRANSMISSION COMPANY OF ILLINOIS | Champaign |  |  | IL | DPP-2023 | Central | Study Not Started | ERIS | Rising | 191.3 | 191.3 | Solar | Photovoltaic |  |  | 191.3 | 0 | 0 | 0
J3354 | Withdrawn | 2024-03-27 | 2025-09-05 |  | 2028-06-30 | DUKE ENERGY INDIANA, LLC | Clinton |  |  | IN | DPP-2023 | Central | Study Not Started | NRIS | Hanover | 250 | 250 | Battery Storage | Battery Storage |  |  | 0 | 0 | 0 | 0
J3355 | Withdrawn | 2024-04-10 | 2025-12-23 |  | 2027-09-15 | AMEREN ILLINOIS | Fulton |  |  | IL | DPP-2023 | Central | Study Not Started | ERIS | 4IPAVA 3 - 4HAVANA2 138.0kV | 100.6 | 100.6 | Wind | Wind Turbine |  |  | 0 | 0 | 0 | 0
J3356 | Withdrawn | 2024-04-16 | 2025-09-26 |  | 2026-10-01 | HOOSIER ENERGY | Pike |  |  | IN | DPP-2023 | Central | Study Not Started | NRIS | RATTS - ALGIERS 69.0kV | 65 | 65 | Hybrid | Solar/Battery |  |  | 0 | 0 | 0 | 0
J3357 | Active | 2024-04-15 |  |  | 2028-12-31 | NORTHERN INDIANA PUBLIC SERVICE COMPANY LLC NIPS | Kosciusko |  |  | IN | DPP-2023 | Central | Study Not Started | NRIS | LEESBURG | 200 | 200 | Battery Storage | Battery Storage |  |  | 200 | 200 | 0 | 0
J3358 | Withdrawn | 2024-04-15 | 2025-12-23 |  | 2028-12-31 | AMEREN ILLINOIS | De Witt |  |  | IL | DPP-2023 | Central | Study Not Started | NRIS | Tabor | 100 | 100 | Battery Storage | Battery Storage |  |  | 0 | 0 | 0 | 0
J3359 | Withdrawn | 2024-04-15 | 2025-09-30 |  | 2030-12-31 | AMEREN ILLINOIS | Tazewell |  |  | IL | DPP-2023 | Central | Study Not Started | NRIS | Eastern Substation 138 kV | 80 | 80 | Battery Storage | Battery Storage |  |  | 0 | 0 | 0 | 0
J3360 | Withdrawn | 2024-04-18 | 2025-12-23 |  | 2027-01-01 | AMEREN TRANSMISSION COMPANY OF ILLINOIS | Morgan |  |  | IL | DPP-2023 | Central | Study Not Started | NRIS | Meredosia | 250 | 250 | Battery Storage | Battery Storage |  |  | 0 | 0 | 0 | 0
J3361 | Active | 2024-04-12 |  |  | 2027-12-03 | ITC | Bay |  |  | MI | DPP-2023 | East (ITC) | Study Not Started | NRIS | Other_ | 254 | 254 | Wind | Wind Turbine |  |  | 254 | 254 | 0 | 0
J3362 | Withdrawn | 2024-04-15 | 2025-12-23 |  | 2028-09-01 | ITC | Oakland |  |  | MI | DPP-2023 | East (ITC) | Study Not Started | NRIS | BLACKFOOT - MADRID 345.0kV | 300 | 300 | Battery Storage | Battery Storage |  |  | 0 | 0 | 0 | 0
J3363 | Withdrawn | 2024-04-18 | 2025-12-23 |  | 2028-09-15 | ENTERGY LOUISIANA, LLC | Tensas |  |  | LA | DPP-2023 | South | Study Not Started | NRIS | RED GUM | 150 | 150 | Wind | Wind Turbine |  |  | 0 | 0 | 0 | 0
J3364 | Withdrawn | 2024-04-18 | 2025-09-30 |  | 2027-09-01 | ENTERGY LOUISIANA, LLC | St. Martin |  |  | LA | DPP-2023 | South | Study Not Started | NRIS | ST MARTINVILLE (L-625A) TAP - CADE SS 69.0kV | 50 | 50 | Solar | Photovoltaic |  |  | 0 | 0 | 0 | 0
J3365 | Withdrawn | 2024-03-27 | 2025-09-05 |  | 2028-06-30 | ENTERGY LOUISIANA, LLC | Tangipahoa |  |  | LA | DPP-2023 | South | Study Not Started | NRIS | AMITE - KENTWOOD 115.0kV | 100 | 100 | Solar | Photovoltaic |  |  | 0 | 0 | 0 | 0
J3366 | Withdrawn | 2024-04-16 | 2025-08-18 |  | 2028-03-31 | ENTERGY MISSISSIPPI, LLC. | Sunflower |  |  | MS | DPP-2023 | South | Study Not Started | NRIS | INDIANOLA 230/115 SUB - TILLATOBA 230.0kV | 150 | 150 | Wind | Wind Turbine |  |  | 0 | 0 | 0 | 0
J3367 | Withdrawn | 2024-04-17 | 2025-01-10 |  | 2028-05-01 | CLECO POWER LLC | Avoyelles |  |  | LA | DPP-2023 | South | Study Not Started | NRIS | Marksville - Yellow Bayou 138.0kV | 88 | 88 | Solar | Photovoltaic |  |  | 0 | 0 | 0 | 0
J3368 | Active | 2024-04-18 |  |  | 2028-10-30 | CLECO POWER LLC CLEC | St. Landry |  |  | LA | DPP-2023 | South | Study Not Started | NRIS | Ville Platte - West Fork 230.0kV | 199.9 | 199.9 | Wind | Wind Turbine |  |  | 199.9 | 199.9 | 0 | 0
J3369 | Withdrawn | 2024-03-28 | 2025-12-23 |  | 2028-01-15 | NORTHERN STATES POWER COMPANY | Scott |  |  | MN | DPP-2023 | West | Study Not Started | NRIS | BLUE LAKE | 200 | 200 | Battery Storage | Battery Storage |  |  | 0 | 0 | 0 | 0
J3370 | Withdrawn | 2024-04-18 | 2025-08-28 |  | 2028-09-01 | OTTER TAIL POWER COMPANY | Kittson |  |  | MN | DPP-2023 | West | Study Not Started | NRIS | Other_ | 150 | 150 | Wind | Wind Turbine |  |  | 0 | 0 | 0 | 0
J3371 | Withdrawn | 2024-04-18 | 2025-12-23 |  | 2026-10-01 | AMEREN ILLINOIS | Vermilion |  |  | IL | DPP-2023 | Central | Study Not Started | NRIS | Other_ | 200 | 200 | Solar | Photovoltaic |  |  | 0 | 0 | 0 | 0
J3372 | Withdrawn | 2024-04-17 | 2025-12-23 |  | 2028-09-15 | AMEREN ILLINOIS | Macoupin |  |  | IL | DPP-2023 | Central | Study Not Started | NRIS | Rezzy | 100 | 100 | Battery Storage | Battery Storage |  |  | 0 | 0 | 0 | 0
J3373 | Withdrawn | 2024-04-16 | 2025-09-24 |  | 2028-03-31 | ENTERGY ARKANSAS, LLC | Poinsett |  |  | AR | DPP-2023 | South | Study Not Started | ERIS | HARRISBURG SS - HARRISBURG 161.0kV | 200 | 200 | Solar | Photovoltaic |  |  | 0 | 0 | 0 | 0
J3374 | Withdrawn | 2024-04-18 | 2025-09-24 |  | 2028-10-30 | ENTERGY ARKANSAS, LLC | Phillips |  |  | AR | DPP-2023 | South | Study Not Started | ERIS | RITCHIE SWYD - TARLETON 230.0kV | 65 | 65 | Wind | Wind Turbine |  |  | 0 | 0 | 0 | 0
J3375 | Withdrawn | 2024-04-17 | 2025-09-24 |  | 2028-03-31 | ENTERGY MISSISSIPPI, LLC. | Washington |  |  | MS | DPP-2023 | South | Study Not Started | ERIS | Gerald Andrus 230 kV Substation | 200 | 200 | Solar | Photovoltaic |  |  | 0 | 0 | 0 | 0
J3376 | Withdrawn | 2024-04-17 | 2025-09-24 |  | 2028-03-31 | ARKANSAS ELECTRIC COOPERATIVE CORPORATION | Mississippi |  |  | AR | DPP-2023 | South | Study Not Started | ERIS | Blytheville North | 130 | 130 | Solar | Photovoltaic |  |  | 0 | 0 | 0 | 0
J3377 | Withdrawn | 2024-04-18 | 2025-12-23 |  | 2028-03-31 | ENTERGY LOUISIANA, LLC | Madison |  |  | LA | DPP-2023 | South | Study Not Started | ERIS | DELHI - TALLULAH 115.0kV | 150 | 150 | Solar | Photovoltaic |  |  | 0 | 0 | 0 | 0
J3378 | Withdrawn | 2024-04-18 | 2025-12-23 |  | 2028-03-31 | ENTERGY LOUISIANA, LLC | Jackson |  |  | LA | DPP-2023 | South | Study Not Started | ERIS | DANVILLE [LA] | 140 | 140 | Solar | Photovoltaic |  |  | 0 | 0 | 0 | 0
J3379 | Active | 2024-04-18 |  |  | 2028-02-18 | AMEREN ILLINOIS | Johnson |  |  | IL | DPP-2023 | Central | Study Not Started | ERIS | 7JORD - 7MASS 345.0kV | 100 | 100 | Solar | Photovoltaic |  |  | 100 | 0 | 0 | 0
J3380 | Withdrawn | 2024-04-18 | 2025-09-26 |  | 2028-09-30 | ENTERGY ARKANSAS, LLC | Cleveland |  |  | AR | DPP-2023 | South | Study Not Started | NRIS | AECC PINEBERGEN - AECC GLENDALE 115.0kV | 155 | 155 | Solar | Photovoltaic |  |  | 0 | 0 | 0 | 0
J3381 | Withdrawn | 2024-04-18 | 2026-01-07 |  | 2028-01-01 | ENTERGY ARKANSAS, LLC | St. Francis |  |  | AR | DPP-2023 | South | Study Not Started | NRIS | FORREST CITY SOUTH - HUGHES 161.0kV | 150.92 | 150.92 | Solar | Solar/Battery |  |  | 150.92 | 150.92 | 0 | 0
J3382 | Active | 2024-04-18 |  |  | 2028-09-30 | AMEREN ILLINOIS | Piatt |  |  | IL | DPP-2023 | Central | Study Not Started | NRIS | 4WEEDMAN - 4MAHOMET 1 138.0kV | 171 | 171 | Solar | Photovoltaic |  |  | 171 | 171 | 0 | 0
J3383 | Withdrawn | 2024-04-18 | 2025-12-19 |  | 2028-09-01 | DUKE ENERGY INDIANA, LLC | Boone |  |  | IN | DPP-2025 | Central | Phase 1 | NRIS | Nucor - Whitestown 345.0kV | 300 | 300 | Solar | Photovoltaic |  |  | 0 | 0 | 0 | 0
J3384 | Active | 2024-04-17 |  |  | 2028-10-31 | OTTER TAIL POWER COMPANY OTP | Big Stone |  |  | MN | DPP-2023 | West | Study Not Started | NRIS | Big Stone South - Alexandria 345kV | 300 | 300 | Wind | Wind Turbine |  |  | 300 | 300 | 0 | 0
J3385 | Withdrawn | 2024-04-17 | 2025-07-31 |  | 2027-10-01 | PRAIRIE POWER, INC. | Pike |  |  | IL | DPP-2023 | Central | Study Not Started | NRIS | Pittsfield Trans. - Liberty 138.0kV | 50 | 50 | Solar | Photovoltaic |  |  | 0 | 0 | 0 | 0
J3386 | Withdrawn | 2024-04-18 | 2025-09-26 |  | 2028-09-30 | ENTERGY ARKANSAS, LLC | Calhoun |  |  | AR | DPP-2023 | South | Study Not Started | NRIS | SHERIDAN EHV - EL DORADO EHV 500.0kV | 500 | 500 | Solar | Photovoltaic |  |  | 0 | 0 | 0 | 0
J3387 | Active | 2024-04-18 |  |  | 2026-10-01 | DUKE ENERGY INDIANA, LLC CIN | Henry |  |  | IN | DPP-2023 | Central | Study Not Started | NRIS | Connersville - New Castle 138.0kV | 150 | 150 | Battery Storage | Battery Storage |  |  | 150 | 150 | 0 | 0
J3388 | Withdrawn | 2024-04-18 | 2025-09-26 |  | 2028-09-30 | ENTERGY ARKANSAS, LLC | Calhoun |  |  | AR | DPP-2023 | South | Study Not Started | NRIS | SHERIDAN EHV - EL DORADO EHV 500.0kV | 400 | 400 | Solar | Photovoltaic |  |  | 0 | 0 | 0 | 0
J3389 | Withdrawn | 2024-03-27 | 2025-09-29 |  | 2028-09-01 | AMEREN ILLINOIS | Clay |  |  | IL | DPP-2023 | Central | Study Not Started | NRIS | 4KINMUNDY S - 4TANNER 138.0kV | 150 | 150 | Solar | Photovoltaic |  |  | 0 | 0 | 0 | 0
J3390 | Withdrawn | 2024-04-17 | 2025-07-31 |  | 2027-10-01 | DUKE ENERGY INDIANA, LLC | Miami |  |  | IN | DPP-2023 | Central | Study Not Started | NRIS | Kokomo East - Converse 69.0kV | 37 | 37 | Solar | Photovoltaic |  |  | 0 | 0 | 0 | 0
J3391 | Active | 2024-04-10 |  |  | 2027-09-15 | AMEREN ILLINOIS | Coles |  |  | IL | DPP-2023 | Central | Study Not Started | ERIS | 7CASEY - 7KANSAS 345.0kV | 200.3 | 200.3 | Wind | Wind Turbine |  |  | 200.3 | 0 | 0 | 0
J3392 | Withdrawn | 2024-04-17 | 2025-07-31 |  | 2027-10-01 | PRAIRIE POWER, INC. | Scott |  |  | IL | DPP-2023 | Central | Study Not Started | ERIS | Murrayville Jct. W - Roodhouse 69.0kV | 25 | 25 | Solar | Photovoltaic |  |  | 0 | 0 | 0 | 0
J3393 | Withdrawn | 2024-04-11 | 2025-09-29 |  | 2027-06-30 | HENDERSON UTILITY COMM DBA HENDERSON MUNICIPAL POWER AND LIGHT | Henderson |  |  | KY | DPP-2023 | Central | Study Not Started | NRIS | HMPL Sub No.4 | 150 | 150 | Solar | Photovoltaic |  |  | 0 | 0 | 0 | 0
J3394 | Active | 2024-04-16 |  |  | 2027-03-01 | CLECO POWER LLC CLEC | St. Landry |  |  | LA | DPP-2023 | South | Study Not Started | NRIS | Ville Platte - West Fork 230.0kV | 155.6 | 155.6 | Wind | Wind Turbine |  |  | 155.6 | 155.6 | 0 | 0
J3395 | Withdrawn | 2024-04-17 | 2025-07-31 |  | 2027-10-01 | PRAIRIE POWER, INC. | Sangamon |  |  | IL | DPP-2023 | Central | Study Not Started | NRIS | Andrew Bkr - Fancy Creek 69.0kV | 30 | 30 | Solar | Photovoltaic |  |  | 0 | 0 | 0 | 0
J3396 | Withdrawn | 2024-04-17 | 2025-07-31 |  | 2027-10-01 | PRAIRIE POWER, INC. | Scott |  |  | IL | DPP-2023 | Central | Study Not Started | ERIS | Winchester - Hillview Tap 69.0kV | 30 | 30 | Solar | Photovoltaic |  |  | 0 | 0 | 0 | 0
J3397 | Withdrawn | 2024-03-18 | 2025-12-23 |  | 2026-08-15 | ITC MIDWEST | Rock |  |  | MN | DPP-2023 | West | Study Not Started | NRIS-Only | Magnolia | 80 | 80 | Solar | Photovoltaic |  |  | 0 | 0 | 0 | 0
J3398 | Withdrawn | 2024-04-17 | 2025-07-31 |  | 2027-10-01 | PRAIRIE POWER, INC. | Greene |  |  | IL | DPP-2023 | Central | Study Not Started | ERIS | Walkerville - Eldred 69.0kV | 30 | 30 | Solar | Photovoltaic |  |  | 0 | 0 | 0 | 0
J3399 | Active | 2024-04-09 |  |  | 2028-08-01 | NORTHERN STATES POWER COMPANY | Goodhue |  |  | MN | DPP-2023 | West | Study Not Started | NRIS | Hampton - Prairie Island 345.0kV | 300 | 300 | Solar | Photovoltaic |  |  | 300 | 300 | 0 | 0
J3400 | Active | 2024-03-20 |  |  | 2028-04-19 | OTTER TAIL POWER COMPANY OTP | Deuel |  |  | SD | DPP-2023 | West | Study Not Started | NRIS | Astoria 345kV substation | 142.2 | 142.2 | Hybrid | Piston (Engine), Internal Combustion (Diesel) |  |  | 142.2 | 142.2 | 0 | 0
J3401 | Active | 2024-04-18 |  |  | 2028-09-02 | ENTERGY ARKANSAS, LLC EATO | Mississippi |  |  | AR | DPP-2023 | South | Study Not Started | NRIS | DELL EHV - SAN SOUCI 500.0kV | 500 | 500 | Solar | Photovoltaic |  |  | 500 | 490 | 0 | 0
J3402 | Active | 2024-04-18 |  |  | 2028-05-31 | AMERICAN TRANSMISSION COMPANY | Juneau |  |  | WI | DPP-2023 | East (ATC) | Study Not Started | NRIS | New J1502 TO Switching Station (Emerson) | 200 | 200 | Battery Storage | Battery Storage |  |  | 200 | 200 | 0 | 0
J3403 | Withdrawn | 2024-04-18 | 2025-09-30 |  | 2028-08-15 | AMEREN TRANSMISSION COMPANY OF ILLINOIS | Macon |  |  | MO | DPP-2023 | Central | Study Not Started | NRIS | Other_ | 200 | 200 | Solar | Photovoltaic |  |  | 0 | 0 | 0 | 0
J3404 | Withdrawn | 2024-04-18 | 2025-09-30 |  | 2028-08-15 | AMEREN TRANSMISSION COMPANY OF ILLINOIS | Macon |  |  | MO | DPP-2023 | Central | Study Not Started | NRIS | Other_ | 300 | 300 | Solar | Photovoltaic |  |  | 0 | 0 | 0 | 0
J3405 | Withdrawn | 2024-04-10 | 2025-09-26 |  | 2028-06-09 | MINNESOTA POWER INC. | St. Louis |  |  | MN | DPP-2023 | West | Study Not Started | NRIS | Shannon - Minntac 230kV | 144 | 144 | Wind | Wind Turbine |  |  | 0 | 0 | 0 | 0
J3406 | Withdrawn | 2024-04-17 | 2025-07-30 |  | 2028-04-09 | ENTERGY LOUISIANA, LLC | Calcasieu |  |  | LA | DPP-2023 | South | Study Not Started | NRIS | Nelson - Carlyss (J2154 POI) | 100 | 100 | Solar | Photovoltaic |  |  | 0 | 0 | 0 | 0
J3407 | Withdrawn | 2024-04-11 | 2026-01-05 |  | 2028-10-31 | METC | Manistee |  |  | MI | DPP-2023 | East (ITC) | Study Not Started | NRIS | LINDEMAN - TIPPY 138.0kV | 300 | 300 | Gas | Combustion Turbine (Simple Cycle) |  |  | 300 | 300 | 0 | 0
J3408 | Withdrawn | 2024-04-18 | 2025-05-23 |  | 2028-03-01 | CLECO POWER LLC | Sabine |  |  | LA | DPP-2023 | South | Study Not Started | NRIS | HARTBURG - AEP LAYFIELD 500.0kV | 450 | 450 | Solar | Photovoltaic |  |  | 0 | 0 | 0 | 0
J3409 | Withdrawn | 2024-04-12 | 2025-09-29 |  | 2028-03-01 | ENTERGY TEXAS, INC. | Newton |  |  | TX | DPP-2023 | South | Study Not Started | ERIS | HARTBURG - CYPRESS 500.0kV | 400 | 400 | Solar | Photovoltaic |  |  | 0 | 0 | 0 | 0
J3410 | Withdrawn | 2024-04-12 | 2025-08-15 |  | 2028-03-01 | AMEREN ILLINOIS | Washington |  |  | IL | DPP-2023 | Central | Study Not Started | NRIS | 7PR STATE - 7MTVERNW 345.0kV | 120 | 120 | Solar | Photovoltaic |  |  | 0 | 0 | 0 | 0
J3411 | Withdrawn | 2024-04-12 | 2025-12-23 |  | 2028-03-01 | AMEREN MISSOURI | Randolph |  |  | MO | DPP-2023 | Central | Study Not Started | ERIS | 5ADAIR - 5THMHIL (AECI) 161.0kV | 120 | 120 | Solar | Photovoltaic |  |  | 0 | 0 | 0 | 0
J3412 | Active | 2024-03-18 |  |  | 2028-09-01 | AMEREN ILLINOIS | Ford |  |  | IL | DPP-2023 | Central | Study Not Started | NRIS | Other_ | 300 | 300 | Solar | Photovoltaic |  |  | 300 | 300 | 0 | 0
J3413 | Withdrawn | 2024-03-29 | 2025-12-23 |  | 2028-07-18 | ENTERGY ARKANSAS, LLC | Pulaski |  |  | AR | DPP-2023 | South | Study Not Started | NRIS | L.R. 145TH ST - L.R. PORT 115.0kV | 150 | 150 | Hybrid | Solar/Battery |  |  | 0 | 0 | 0 | 0
J3414 | Withdrawn | 2024-04-16 | 2025-09-24 |  | 2028-09-30 | SOUTHERN INDIANA GAS & ELECTRIC COMPANY D/B/A CENTERPOINT ENERGY INDIANA SOUTH | Posey |  |  | IN | DPP-2023 | Central | Study Not Started | NRIS | AB Brown 345 - Gibson (Duke Terminal) 345.0kV | 200 | 200 | Solar | Photovoltaic |  |  | 0 | 0 | 0 | 0
J3415 | Withdrawn | 2024-03-18 | 2025-07-24 |  | 2028-08-01 | MONTANA-DAKOTA UTILITIES CO. | Mercer |  |  | ND | DPP-2023 | West | Study Not Started | NRIS | Coyote Switchyard | 250 | 250 | Solar | Photovoltaic |  |  | 0 | 0 | 0 | 0
J3416 | Withdrawn | 2024-03-21 | 2025-12-23 |  | 2027-09-01 | METC | Otsego |  |  | MI | DPP-2023 | East (ITC) | Study Not Started | NRIS | VAN TYLE | 200 | 200 | Battery Storage | Battery Storage |  |  | 0 | 0 | 0 | 0
J3417 | Active | 2024-04-17 |  |  | 2028-09-06 | AMEREN ILLINOIS | Macon |  |  | IL | DPP-2023 | Central | Study Not Started | NRIS | Oreana | 300 | 300 | Battery Storage | Battery Storage |  |  | 300 | 300 | 0 | 0
J3418 | Active | 2024-04-17 |  |  | 2028-09-15 | AMEREN TRANSMISSION COMPANY OF ILLINOIS | Sangamon |  |  | IL | DPP-2023 | Central | Study Not Started | NRIS | 7AUSTIN - 7TURNER 345.0kV | 220 | 220 | Solar | Photovoltaic |  |  | 220 | 0 | 0 | 0
J3419 | Active | 2024-03-18 |  |  | 2028-09-01 | ITC | Huron |  |  | MI | DPP-2023 | East (ITC) | Study Not Started | NRIS | SEASIDE | 150 | 150 | Solar | Photovoltaic |  |  | 150 | 150 | 0 | 0
J3420 | Active | 2024-03-18 |  |  | 2028-08-01 | OTTER TAIL POWER COMPANY OTP | McPherson |  |  | SD | DPP-2023 | West | Study Not Started | NRIS | Ellendale 345 - Twin Brooks 345.0kV | 200 | 200 | Wind | Wind Turbine |  |  | 200 | 200 | 0 | 0
J3421 | Active | 2024-04-15 |  |  | 2028-06-30 | ITC | Huron |  |  | MI | DPP-2023 | East (ITC) | Study Not Started | NRIS | SEASIDE | 100 | 100 | Battery Storage | Battery Storage |  |  | 100 | 100 | 0 | 0
J3422 | Withdrawn | 2024-03-26 | 2025-09-30 |  | 2028-06-30 | ENTERGY ARKANSAS, LLC | Lawrence |  |  | AR | DPP-2023 | South | Study Not Started | NRIS | SWIFTON - AECC HOXIE SOUTH 161.0kV | 145 | 145 | Solar | Photovoltaic |  |  | 0 | 0 | 0 | 0
J3423 | Withdrawn | 2024-05-16 | 2025-09-30 |  | 2028-09-04 | ENTERGY ARKANSAS, LLC | Jackson |  |  | AR | DPP-2023 | South | Study Not Started | NRIS | PECAN ST - AECC BALCH 161.0kV | 200 | 200 | Solar | Photovoltaic |  |  | 0 | 0 | 0 | 0
J3424 | Withdrawn | 2024-04-16 | 2025-12-23 |  | 2028-09-30 | SOUTHERN INDIANA GAS & ELECTRIC COMPANY D/B/A CENTERPOINT ENERGY INDIANA SOUTH | Posey |  |  | IN | DPP-2023 | Central | Study Not Started | NRIS | AB Brown 345 - Gibson (Duke Terminal) 345.0kV | 300 | 300 | Battery Storage | Battery Storage |  |  | 0 | 0 | 0 | 0
J3425 | Withdrawn | 2024-04-10 | 2025-09-29 |  | 2027-06-01 | EAST TEXAS ELECTRIC COOPERATIVE, INC. | Jasper |  |  | TX | DPP-2023 | South | Study Not Started | ERIS | Peachtree Substation | 59.2 | 59.2 | Solar | Photovoltaic |  |  | 0 | 0 | 0 | 0
J3426 | Withdrawn | 2024-03-19 | 2025-07-01 |  | 2028-09-01 | ENTERGY ARKANSAS, LLC | Chicot |  |  | AR | DPP-2023 | South | Study Not Started | NRIS | MACON LAKE SS | 500 | 500 | Solar | Photovoltaic |  |  | 0 | 0 | 0 | 0
J3427 | Withdrawn | 2024-03-26 | 2025-12-23 |  | 2028-06-30 | ENTERGY ARKANSAS, LLC | Mississippi |  |  | AR | DPP-2023 | South | Study Not Started | NRIS | DELL EHV - NEW MADRID (AECI) 500.0kV | 500 | 500 | Solar | Photovoltaic |  |  | 0 | 0 | 0 | 0
J3428 | Active | 2024-03-18 |  |  | 2028-08-01 | OTTER TAIL POWER COMPANY OTP | McPherson |  |  | SD | DPP-2023 | West | Study Not Started | NRIS | Ellendale 345 - Twin Brooks 345.0kV | 200 | 200 | Wind | Wind Turbine |  |  | 200 | 200 | 0 | 0
J3429 | Withdrawn | 2024-04-18 | 2025-12-23 |  | 2028-05-31 | ENTERGY ARKANSAS, LLC | Pemiscot |  |  | MO | DPP-2023 | South | Study Not Started | NRIS | JIM HILL - HAYTI SOUTH 161.0kV | 160 | 160 | Solar | Photovoltaic |  |  | 0 | 0 | 0 | 0
J3430 | Withdrawn | 2024-04-16 | 2025-12-23 |  | 2028-09-30 | AMEREN ILLINOIS | Lawrence |  |  | IL | DPP-2023 | Central | Study Not Started | NRIS | 4LAWRNCVL - 4JASPER 138.0kV | 150 | 150 | Solar | Photovoltaic |  |  | 0 | 0 | 0 | 0
J3431 | Withdrawn | 2024-03-19 | 2025-08-25 |  | 2028-09-01 | ENTERGY MISSISSIPPI, LLC. | Holmes |  |  | MS | DPP-2023 | South | Study Not Started | NRIS | INDIANOLA 230/115 SUB - MCADAMS EHV 230.0kV | 300 | 300 | Solar | Photovoltaic |  |  | 0 | 0 | 0 | 0
J3432 | Withdrawn | 2024-04-16 | 2025-12-23 |  | 2028-09-30 | AMEREN ILLINOIS | Lawrence |  |  | IL | DPP-2023 | Central | Study Not Started | NRIS | 4LAWRNCVL - 4JASPER 138.0kV | 150 | 150 | Battery Storage | Battery Storage |  |  | 0 | 0 | 0 | 0
J3433 | Withdrawn | 2024-04-16 | 2025-09-24 |  | 2028-09-30 | DAIRYLAND POWER COOPERATIVE | Barron |  |  | WI | DPP-2023 | West | Study Not Started | NRIS | BARRON - WASHCO 161.0kV | 115 | 115 | Solar | Photovoltaic |  |  | 0 | 0 | 0 | 0
J3434 | Active | 2024-03-18 |  |  | 2028-09-01 | MISSOURI RIVER ENERGY SERVICES - TRANSMISSION | Kandiyohi |  |  | MN | DPP-2023 | West | Study Not Started | NRIS | Willmar | 200 | 200 | Solar | Photovoltaic |  |  | 200 | 200 | 0 | 0
J3435 | Withdrawn | 2024-04-18 | 2025-09-29 |  | 2028-04-01 | ENTERGY ARKANSAS, LLC | Arkansas |  |  | AR | DPP-2023 | South | Study Not Started | NRIS | STUTTGART RICUSKEY - WOODWARD 230 SUB 230.0kV | 210 | 210 | Solar | Photovoltaic |  |  | 0 | 0 | 0 | 0
J3436 | Active | 2024-04-17 |  |  | 2028-09-30 | AMEREN TRANSMISSION COMPANY OF ILLINOIS | Daviess |  |  | MO | DPP-2023 | Central | Study Not Started | NRIS | Other_ | 200 | 200 | Solar | Photovoltaic |  |  | 200 | 200 | 0 | 0
J3437 | Withdrawn | 2024-05-06 | 2025-12-23 |  | 2027-09-30 | METC | Ogemaw |  |  | MI | DPP-2023 | East (ITC) | Study Not Started | NRIS | LIVINGSTON - TITTABAWASSEE 345.0kV | 160 | 160 | Hybrid | Solar/Wind/Battery |  |  | 0 | 0 | 0 | 0
J3438 | Pending Revision Approval | 2024-03-26 |  |  | 2028-06-30 | METC | Saginaw |  |  | MI | DPP-2023 | East (ITC) | Study Not Started | NRIS | MURPHY | 250 | 250 | Battery Storage | Battery Storage |  |  | 250 | 250 | 0 | 0
J3439 | Active | 2024-04-11 |  |  | 2026-10-31 | GREAT RIVER ENERGY | Sherburne |  |  | MN | DPP-2023 | West | Study Not Started | NRIS | RICE LAKE SWITCH ELSM11 - ZIMMERMAN TAP - SS2858 - ELS1 69.0kV | 72 | 72 | Solar | Photovoltaic |  |  | 72 | 72 | 0 | 0
J3440 | Active | 2024-04-17 |  |  | 2028-09-30 | AMEREN TRANSMISSION COMPANY OF ILLINOIS | Daviess |  |  | MO | DPP-2023 | Central | Study Not Started | NRIS | Other_ | 200 | 200 | Battery Storage | Battery Storage |  |  | 200 | 200 | 0 | 0
J3441 | Withdrawn | 2024-03-27 | 2025-09-30 |  | 2028-06-30 | ENTERGY TEXAS, INC. | Houston |  |  | TX | DPP-2023 | South | Study Not Started | NRIS | ROCKY CREEK - CROCKETT (SWEPCO) 345.0kV | 500 | 500 | Solar | Photovoltaic |  |  | 0 | 0 | 0 | 0
J3442 | Active | 2024-04-16 |  |  | 2028-09-30 | AMEREN MISSOURI | Scott |  |  | MO | DPP-2023 | Central | Study Not Started | NRIS | 5STODDARD - 5MORLEY (AECI) 161.0kV | 156 | 156 | Solar | Photovoltaic |  |  | 156 | 156 | 0 | 0
J3443 | Active | 2024-04-12 |  |  | 2028-06-01 | OTTER TAIL POWER COMPANY OTP | Big Stone |  |  | MN | DPP-2023 | West | Study Not Started | NRIS | Big Stone South - Alexandira 345kV | 250 | 250 | Hybrid | Wind/Battery |  |  | 250 | 250 | 0 | 0
J3444 | Withdrawn | 2024-03-26 | 2025-09-30 |  | 2028-06-30 | ENTERGY ARKANSAS, LLC | Jefferson |  |  | AR | DPP-2023 | South | Study Not Started | NRIS | AECC PINEBERGEN | 125 | 125 | Solar | Photovoltaic |  |  | 0 | 0 | 0 | 0
J3445 | Withdrawn | 2024-04-11 | 2025-09-24 |  | 2028-08-01 | GridUnity | Olmsted |  |  | MN | DPP-2023 | West | Study Not Started | NRIS | Westside | 45 | 49 | Gas | Combustion Turbine (Simple Cycle) |  |  | 0 | 0 | 0 | 0
J3446 | Withdrawn | 2024-04-04 | 2025-09-12 |  | 2028-06-30 | METC | Kent |  |  | MI | DPP-2023 | East (ITC) | Study Not Started | NRIS | Gaines substation 138kV | 200 | 200 | Battery Storage | Battery Storage |  |  | 0 | 0 | 0 | 0
J3447 | Withdrawn | 2024-03-26 | 2025-09-30 |  | 2028-06-30 | COOPERATIVE ENERGY | Perry |  |  | MS | DPP-2023 | South | Study Not Started | NRIS | Purvis Bulk 161 - Hintonville 161 161.0kV | 125 | 125 | Solar | Photovoltaic |  |  | 0 | 0 | 0 | 0
J3448 | Active | 2024-04-18 |  |  | 2028-08-31 | DAIRYLAND POWER COOPERATIVE DPC | Grant |  |  | WI | DPP-2023 | West | Study Not Started | NRIS | NELSON DEWEY (ATC) - GRAN GRAE (ATC) 161.0kV | 180 | 180 | Wind | Wind Turbine |  |  | 180 | 140 | 0 | 0
J3449 | Pending Revision Approval | 2024-03-26 |  |  | 2028-06-30 | ENTERGY ARKANSAS, LLC EATO | Pope |  |  | AR | DPP-2023 | South | Study Not Started | NRIS | MORRILTON EAST - ATKINS 161.0kV | 200 | 200 | Solar | Photovoltaic |  |  | 200 | 0 | 0 | 0
J3450 | Withdrawn | 2024-04-18 | 2025-09-23 |  | 2028-08-15 | ENTERGY MISSISSIPPI, LLC. | Panola |  |  | MS | DPP-2023 | South | Study Not Started | NRIS | BATESVILLE [MS] - MOON LAKE SS 230.0kV | 200 | 200 | Solar | Photovoltaic |  |  | 0 | 0 | 0 | 0
J3451 | Active | 2024-04-05 |  |  | 2027-04-01 | METC | Alcona |  |  | MI | DPP-2023 | East (ITC) | Study Not Started | NRIS | IOSCO - SPRUCE ROAD 138.0kV | 120 | 120 | Solar | Photovoltaic |  |  | 120 | 120 | 0 | 0
J3452 | Withdrawn | 2024-04-13 | 2025-12-23 |  | 2028-09-01 | ENTERGY LOUISIANA, LLC | Morehouse |  |  | LA | DPP-2023 | South | Study Not Started | NRIS | BAXTER WILSON SES SWYD - PERRYVILLE 500 SWYD 500.0kV | 50 | 50 | Battery Storage | Battery Storage |  |  | 0 | 0 | 0 | 0
J3453 | Withdrawn | 2024-04-13 | 2025-09-29 |  | 2028-09-01 | ENTERGY MISSISSIPPI, LLC. | Holmes |  |  | MS | DPP-2023 | South | Study Not Started | NRIS | INDIANOLA 230/115 SUB - MCADAMS EHV 230.0kV | 100 | 100 | Battery Storage | Battery Storage |  |  | 0 | 0 | 0 | 0
J3454 | Active | 2024-04-13 |  |  | 2028-09-01 | ENTERGY MISSISSIPPI, LLC. EMTO | Morehouse |  |  | LA | DPP-2023 | South | Study Not Started | NRIS | BAXTER WILSON SES SWYD - PERRYVILLE 500 SWYD 500.0kV | 300 | 300 | Solar | Photovoltaic |  |  | 300 | 0 | 0 | 0
J3455 | Withdrawn | 2024-03-27 | 2025-09-30 |  | 2028-06-30 | EAST TEXAS ELECTRIC COOPERATIVE, INC. | Trinity |  |  | TX | DPP-2023 | South | Study Not Started | NRIS | ONALASKA | 250 | 250 | Solar | Photovoltaic |  |  | 0 | 0 | 0 | 0
J3456 | Active | 2024-04-18 |  |  | 2028-05-31 | AMEREN ILLINOIS | Tazewell |  |  | IL | DPP-2023 | Central | Study Not Started | NRIS | San Jose Rail Switching Station | 100 | 100 | Wind | Wind Turbine |  |  | 100 | 100 | 0 | 0
J3457 | Active | 2024-04-12 |  |  | 2027-02-28 | ENTERGY ARKANSAS, LLC EATO | Arkansas |  |  | AR | DPP-2023 | South | Study Not Started | ERIS | STUTTGART RICUSKEY - WOODWARD 230 SUB 230.0kV | 215 | 215 | Solar | Photovoltaic |  |  | 215 | 0 | 0 | 0
J3458 | Withdrawn | 2024-04-18 | 2025-09-25 |  | 2028-01-01 | ENTERGY ARKANSAS, LLC | Cross |  |  | AR | DPP-2023 | South | Study Not Started | NRIS | TWIST - PARKIN 161.0kV | 170 | 170 | Solar | Solar/Battery |  |  | 0 | 0 | 0 | 0
J3459 | Withdrawn | 2024-04-17 | 2025-09-29 |  | 2028-09-15 | ENTERGY ARKANSAS, LLC | Craighead |  |  | AR | DPP-2023 | South | Study Not Started | NRIS | CASH - NEWPORT AB 161.0kV | 200 | 200 | Solar | Photovoltaic |  |  | 0 | 0 | 0 | 0
J3460 | Withdrawn | 2024-04-16 | 2025-12-23 |  | 2028-09-15 | ITC | St. Clair |  |  | MI | DPP-2023 | East (ITC) | Study Not Started | NRIS | FITZ | 290 | 290 | Battery Storage | Battery Storage |  |  | 0 | 0 | 0 | 0
J3461 | Active | 2024-04-17 |  |  | 2028-05-01 | MIDAMERICAN ENERGY CO. MEC | Muscatine |  |  | IA | DPP-2023 | West | Study Not Started | NRIS | SUB 56 - SUB 89 161.0kV | 156 | 156 | Solar | Photovoltaic |  |  | 156 | 156 | 0 | 0
J3462 | Withdrawn | 2024-04-17 | 2025-06-04 |  | 2028-05-01 | ITC MIDWEST | Tama |  |  | IA | DPP-2023 | West | Study Not Started | NRIS | Dysart - Traer 161kV | 187 | 187 | Solar | Photovoltaic |  |  | 0 | 0 | 0 | 0
J3463 | Withdrawn | 2024-04-18 | 2025-06-09 |  | 2026-10-01 | ENTERGY MISSISSIPPI, LLC. | Jefferson |  |  | MS | DPP-2023 | South | Study Not Started | NRIS | LORMAN SS (CE) - FAYETTE 115.0kV | 100 | 100 | Solar | Photovoltaic |  |  | 0 | 0 | 0 | 0
J3464 | Active | 2024-04-16 |  |  | 2028-06-30 | ITC MIDWEST | Story |  |  | IA | DPP-2023 | West | Study Not Started | NRIS | Fernald | 200 | 200 | Solar | Photovoltaic |  |  | 200 | 0 | 0 | 0
J3465 | Active | 2024-03-27 |  |  | 2026-06-01 | GREAT RIVER ENERGY | Isanti |  |  | MN | DPP-2023 | West | Study Not Started | NRIS | CAMBRIDGE | 40 | 40 | Hybrid | Combustion Turbine (Simple Cycle) |  |  | 20 | 40 | 0 | 0
J3466 | Active | 2024-04-16 |  |  | 2028-06-30 | AMERICAN TRANSMISSION COMPANY | Winnebago |  |  | WI | DPP-2023 | East (ATC) | Study Not Started | NRIS | FTZGERLD | 100 | 100 | Solar | Photovoltaic |  |  | 100 | 75 | 0 | 0
J3467 | Withdrawn | 2024-04-18 | 2025-09-30 |  | 2027-04-15 | AMEREN ILLINOIS | McLean |  |  | IL | DPP-2023 | Central | Study Not Started | NRIS | Bloomington Brokaw | 200 | 200 | Hybrid | Solar/Battery |  |  | 0 | 0 | 0 | 0
J3468 | Active | 2024-04-12 |  |  | 2028-06-30 | OTTER TAIL POWER COMPANY OTP | Day |  |  | SD | DPP-2023 | West | Study Not Started | NRIS | Ellendale - Twin Brooks 345.0kV | 300 | 300 | Hybrid | Wind/Battery |  |  | 300 | 300 | 0 | 0
J3469 | Pending Revision Approval | 2024-04-16 |  |  | 2026-06-30 | AMERICAN TRANSMISSION COMPANY | Marathon |  |  | WI | DPP-2023 | East (ATC) | Study Not Started | NRIS | Stratford - McMillan 115.0kV | 100 | 100 | Wind | Wind Turbine |  |  | 100 | 100 | 0 | 0
J3470 | Pending Revision Approval | 2024-04-16 |  |  | 2027-06-01 | ITC | Tuscola |  |  | MI | DPP-2023 | East (ITC) | Study Not Started | NRIS | Other_ | 100 | 100 | Solar | Photovoltaic |  |  | 100 | 100 | 0 | 0
J3471 | Pending Revision Approval | 2024-04-18 |  |  | 2028-11-01 | METC | Branch |  |  | MI | DPP-2023 | East (ITC) | Study Not Started | NRIS | WAGNER - BATAVIA 138.0kV | 150 | 150 | Solar | Photovoltaic |  |  | 150 | 150 | 0 | 0
J3472 | Pending Revision Approval | 2024-04-17 |  |  | 2028-11-01 | ITC | Lapeer |  |  | MI | DPP-2023 | East (ITC) | Study Not Started | NRIS | Other_ | 200 | 200 | Solar | Photovoltaic |  |  | 200 | 200 | 0 | 0
J3473 | Pending Revision Approval | 2024-04-18 |  |  | 2028-11-01 | ITC | Bay |  |  | MI | DPP-2023 | East (ITC) | Study Not Started | NRIS | Other_ | 150 | 150 | Solar | Photovoltaic |  |  | 150 | 150 | 0 | 0
J3474 | Withdrawn | 2024-04-18 | 2025-12-23 |  | 2028-09-15 | METC | Allegan |  |  | MI | DPP-2023 | East (ITC) | Study Not Started | NRIS | BUCK CREEK - HAZELWOOD 138.0kV | 128 | 128 | Solar | Photovoltaic |  |  | 0 | 0 | 0 | 0
J3475 | Withdrawn | 2024-04-18 | 2025-07-31 |  | 2028-05-13 | PRAIRIE POWER, INC. | Mason |  |  | IL | DPP-2023 | Central | Study Not Started | NRIS | Indian Creek | 200 | 200 | Solar | Photovoltaic |  |  | 0 | 0 | 0 | 0
J3476 | Withdrawn | 2024-04-17 | 2025-09-29 |  | 2028-09-15 | NORTHERN STATES POWER COMPANY | St. Croix |  |  | WI | DPP-2023 | West | Study Not Started | NRIS | Pine Lake Tap - APPLE RIVER (DPC) 161.0kV | 150 | 150 | Solar | Photovoltaic |  |  | 0 | 0 | 0 | 0
J3477 | Active | 2024-04-18 |  |  | 2028-04-28 | MIDAMERICAN ENERGY CO. MEC | Carroll |  |  | IA | DPP-2023 | West | Study Not Started | NRIS | Other_ | 200 | 200 | Solar | Photovoltaic |  |  | 200 | 150 | 0 | 0
J3478 | Withdrawn | 2024-04-17 | 2025-07-31 |  | 2027-10-01 | HOOSIER ENERGY | Vigo |  |  | IN | DPP-2023 | Central | Study Not Started | ERIS | Other_ | 35 | 35 | Solar | Photovoltaic |  |  | 0 | 0 | 0 | 0
J3479 | Active | 2024-04-12 |  |  | 2027-02-28 | CLECO POWER LLC CLEC | Rapides |  |  | LA | DPP-2023 | South | Study Not Started | ERIS | Hineston | 200 | 200 | Solar | Photovoltaic |  |  | 200 | 0 | 0 | 0
J3480 | Active | 2024-04-17 |  |  | 2026-05-25 | METC | Allegan |  |  | MI | DPP-2023 | East (ITC) | Study Not Started | NRIS | SCOTT LAKE | 199.9 | 199.9 | Battery Storage | Battery Storage |  |  | 199.9 | 199.9 | 0 | 0
J3481 | Active | 2024-04-12 |  |  | 2027-02-28 | ENTERGY ARKANSAS, LLC EATO | Grant |  |  | AR | DPP-2023 | South | Study Not Started | ERIS | J1577 Sub (337689) | 100 | 100 | Solar | Photovoltaic |  |  | 100 | 0 | 0 | 0
J3482 | Withdrawn | 2024-04-16 | 2025-12-23 |  | 2028-09-30 | AMEREN ILLINOIS | McLean |  |  | IL | DPP-2023 | Central | Study Not Started | ERIS | Other_ | 350 | 350 | Solar | Photovoltaic |  |  | 0 | 0 | 0 | 0
J3483 | Withdrawn | 2024-04-16 | 2024-09-03 |  | 2027-03-01 | AMEREN ILLINOIS | Champaign |  |  | IL | DPP-2023 | Central | Study Not Started | NRIS | 4RANTOUL - 4RISING 138.0kV | 137.4 | 137.4 | Wind | Wind Turbine | Not Started |  | 0 | 0 | 0 | 0
J3484 | Withdrawn | 2024-04-12 | 2025-12-23 |  | 2027-02-28 | ENTERGY ARKANSAS, LLC | Union |  |  | AR | DPP-2023 | South | Study Not Started | ERIS | EL DORADO EHV - SAREPTA 345/115 SS 345.0kV | 200 | 200 | Solar | Photovoltaic |  |  | 0 | 0 | 0 | 0
J3485 | Active | 2024-04-16 |  |  | 2028-09-15 | ITC | Huron |  |  | MI | DPP-2023 | East (ITC) | Study Not Started | NRIS | RAPSON | 100 | 100 | Battery Storage | Battery Storage |  |  | 100 | 100 | 0 | 0
J3486 | Withdrawn | 2024-04-15 | 2025-09-25 |  | 2028-06-01 | WOLVERINE POWER SUPPLY COOPERATIVE | Muskegon |  |  | MI | DPP-2023 | East (ITC) | Study Not Started | NRIS | Rogers 138 kV Substation | 200 | 200 | Battery Storage | Battery Storage |  |  | 0 | 0 | 0 | 0
J3487 | Withdrawn | 2024-04-16 | 2025-12-23 |  | 2028-09-30 | DUKE ENERGY INDIANA, LLC | Vermillion |  |  | IN | DPP-2023 | Central | Study Not Started | NRIS | CAYUGA 345 | 400 | 400 | Solar | Photovoltaic |  |  | 0 | 0 | 0 | 0
J3488 | Withdrawn | 2024-04-16 | 2025-09-24 |  | 2028-09-30 | DUKE ENERGY INDIANA, LLC | Vermillion |  |  | IN | DPP-2023 | Central | Study Not Started | NRIS | CAYUGA 345 | 400 | 400 | Battery Storage | Battery Storage |  |  | 0 | 0 | 0 | 0
J3489 | Withdrawn | 2024-04-15 | 2025-09-30 |  | 2028-09-15 | AMEREN TRANSMISSION COMPANY OF ILLINOIS | McDonough |  |  | IL | DPP-2023 | Central | Study Not Started | NRIS | Other_ | 105 | 105 | Solar | Photovoltaic |  |  | 0 | 0 | 0 | 0
J3490 | Withdrawn | 2024-03-21 | 2025-12-23 |  | 2027-09-01 | BIG RIVERS ELECTRIC CORPORATION | Caldwell |  |  | KY | DPP-2023 | Central | Study Not Started | NRIS | Caldwell County | 200 | 200 | Battery Storage | Battery Storage |  |  | 0 | 0 | 0 | 0
J3491 | Withdrawn | 2024-04-16 | 2025-04-11 |  | 2028-09-30 | SOUTHERN INDIANA GAS & ELECTRIC COMPANY D/B/A CENTERPOINT ENERGY INDIANA SOUTH | Posey |  |  | IN | DPP-2023 | Central | Study Not Started | NRIS | AB Brown 345 - Gibson (Duke Terminal) 345.0kV | 45 | 45 | Solar | Photovoltaic |  |  | 0 | 0 | 0 | 0
J3492 | Withdrawn | 2024-04-16 | 2025-04-11 |  | 2028-09-30 | SOUTHERN INDIANA GAS & ELECTRIC COMPANY D/B/A CENTERPOINT ENERGY INDIANA SOUTH | Posey |  |  | IN | DPP-2023 | Central | Study Not Started | NRIS | AB Brown 345 - Gibson (Duke Terminal) 345.0kV | 45 | 45 | Battery Storage | Battery Storage |  |  | 0 | 0 | 0 | 0
J3493 | Active | 2024-04-17 |  |  | 2028-09-15 | AMEREN TRANSMISSION COMPANY OF ILLINOIS | McDonough |  |  | IL | DPP-2023 | Central | Study Not Started | NRIS | Other_ | 200 | 200 | Wind | Wind Turbine |  |  | 200 | 200 | 0 | 0
J3494 | Withdrawn | 2024-04-15 | 2025-09-30 |  | 2028-09-01 | DUKE ENERGY INDIANA, LLC | Greene |  |  | IN | DPP-2023 | Central | Study Not Started | NRIS | TH Pfizer Jct. - Worthington (HED) | 175 | 175 | Solar | Photovoltaic |  |  | 0 | 0 | 0 | 0
J3495 | Active | 2024-04-15 |  |  | 2028-09-15 | HOOSIER ENERGY | Greene |  |  | IN | DPP-2023 | Central | Study Not Started | NRIS | Merom Primary - Worthington Primary 345.0kV | 220 | 220 | Solar | Photovoltaic |  |  | 220 | 220 | 0 | 0
J3496 | Active | 2024-04-12 |  |  | 2027-12-03 | ITC | Sanilac |  |  | MI | DPP-2023 | East (ITC) | Study Not Started | NRIS | GREENWOOD - RAPSON 345.0kV | 220 | 220 | Wind | Wind Turbine |  |  | 220 | 220 | 0 | 0
J3497 | Active | 2024-04-17 |  |  | 2028-09-30 | AMEREN ILLINOIS | Pulaski |  |  | IL | DPP-2023 | Central | Study Not Started | NRIS | Other_ | 200 | 200 | Battery Storage | Battery Storage |  |  | 200 | 200 | 0 | 0
J3498 | Active | 2024-04-13 |  |  | 2028-09-15 | AMEREN TRANSMISSION COMPANY OF ILLINOIS | Knox |  |  | IL | DPP-2023 | Central | Study Not Started | NRIS | 7FARGO - 7SANDBURG 345.0kV | 250 | 250 | Solar | Photovoltaic |  |  | 250 | 250 | 0 | 0
J3499 | Withdrawn | 2024-04-14 | 2025-07-30 |  | 2028-09-15 | NORTHERN INDIANA PUBLIC SERVICE COMPANY LLC | Kosciusko |  |  | IN | DPP-2023 | Central | Study Not Started | NRIS | LEESBURG - DEEDSVILLE (DUKE) 345.0kV | 300 | 300 | Solar | Photovoltaic |  |  | 0 | 0 | 0 | 0
J3500 | Withdrawn | 2024-04-17 | 2025-12-23 |  | 2028-09-15 | NORTHERN STATES POWER COMPANY | Chisago |  |  | MN | DPP-2023 | West | Study Not Started | NRIS | CHISAGO COUNTY | 150 | 150 | Battery Storage | Battery Storage |  |  | 0 | 0 | 0 | 0
J3501 | Withdrawn | 2024-04-15 | 2025-12-23 |  | 2028-06-01 | METC | Wexford |  |  | MI | DPP-2023 | East (ITC) | Study Not Started | NRIS | KEYSTONE - TIPPY 138.0kV | 200 | 200 | Battery Storage | Battery Storage |  |  | 0 | 0 | 0 | 0
J3502 | Withdrawn | 2024-04-17 | 2025-09-29 |  | 2028-09-15 | METC | Van Buren |  |  | MI | DPP-2023 | East (ITC) | Study Not Started | NRIS | ARGENTA - PALISADES 345.0kV | 200 | 200 | Battery Storage | Battery Storage |  |  | 0 | 0 | 0 | 0
J3503 | Withdrawn | 2024-04-18 | 2025-09-30 |  | 2028-09-30 | NORTHERN INDIANA PUBLIC SERVICE COMPANY LLC | Newton |  |  | IN | DPP-2023 | Central | Study Not Started | NRIS | Morrison Ditch 345 kV substation (LRTP projects 15 & 16) - BUS #255210 | 200 | 200 | Solar | Photovoltaic |  |  | 0 | 0 | 0 | 0
J3504 | Withdrawn | 2024-04-16 | 2025-12-23 |  | 2028-09-30 | AMEREN MISSOURI | Bollinger |  |  | MO | DPP-2023 | Central | Study Not Started | NRIS | 5HERITAGE - 5FREDTN 161.0kV | 150 | 150 | Solar | Photovoltaic |  |  | 0 | 0 | 0 | 0
J3505 | Active | 2024-04-16 |  |  | 2028-09-30 | AMEREN MISSOURI | Bollinger |  |  | MO | DPP-2023 | Central | Study Not Started | NRIS | 5HERITAGE - 5FREDTN 161.0kV | 150 | 150 | Battery Storage | Battery Storage |  |  | 150 | 150 | 0 | 0
J3506 | Withdrawn | 2024-04-15 | 2024-08-13 |  | 2028-06-30 | AMEREN ILLINOIS | Pike |  |  | IL | DPP-2023 | Central | Study Not Started | NRIS | Hull 138kV | 100 | 100 | Battery Storage | Battery Storage |  |  | 0 | 0 | 0 | 0
J3507 | Withdrawn | 2024-04-01 | 2025-12-23 |  | 2027-04-30 | AMEREN ILLINOIS | Montgomery |  |  | IL | DPP-2023 | Central | Study Not Started | NRIS | Coffeen North 138kV | 17 | 17 | Solar | Photovoltaic |  |  | 0 | 0 | 0 | 0
J3508 | Withdrawn | 2024-04-01 | 2025-12-23 |  | 2027-04-30 | AMEREN ILLINOIS | Fulton |  |  | IL | DPP-2023 | Central | Study Not Started | NRIS | Duck Creek 345kV | 16.3 | 16.3 | Solar | Photovoltaic |  |  | 0 | 0 | 0 | 0
J3509 | Withdrawn | 2024-04-16 | 2025-12-23 |  | 2027-12-17 | CITY WATER LIGHT & POWER | Sangamon |  |  | IL | DPP-2023 | Central | Study Not Started | NRIS | 343505 Interstate | 380 | 380 | Battery Storage | Battery Storage |  |  | 0 | 0 | 0 | 0
J3510 | Withdrawn | 2024-04-17 | 2025-12-23 |  | 2028-08-01 | ENTERGY ARKANSAS, LLC | Cross |  |  | AR | DPP-2023 | South | Study Not Started | NRIS | FISHER - CHERRY VALLEY 161.0kV | 175 | 175 | Hybrid | Solar/Battery |  |  | 0 | 0 | 0 | 0
J3511 | Withdrawn | 2024-04-17 | 2025-09-29 |  | 2028-09-15 | ENTERGY ARKANSAS, LLC | Arkansas |  |  | AR | DPP-2023 | South | Study Not Started | NRIS | STUTTGART RICUSKEY - WOODWARD 230 SUB 230.0kV | 250 | 250 | Solar | Photovoltaic |  |  | 0 | 0 | 0 | 0
J3512 | Withdrawn | 2024-04-05 | 2025-09-24 |  | 2028-06-01 | ITC | Bay |  |  | MI | DPP-2023 | East (ITC) | Study Not Started | NRIS | MONITOR | 150 | 150 | Battery Storage | Battery Storage |  |  | 0 | 0 | 0 | 0
J3513 | Withdrawn | 2024-04-17 | 2025-09-29 |  | 2028-09-15 | ENTERGY LOUISIANA, LLC | Acadia |  |  | LA | DPP-2023 | South | Study Not Started | NRIS | RICHARD - WELLS 500.0kV | 550 | 550 | Solar | Photovoltaic |  |  | 0 | 0 | 0 | 0
J3514 | Withdrawn | 2024-04-05 | 2025-04-17 |  | 2028-06-01 | AMERICAN TRANSMISSION COMPANY | Chippewa |  |  | MI | DPP-2023 | East (ATC) | Study Not Started | NRIS | Pine River 69 kV | 100 | 100 | Solar | Photovoltaic |  |  | 0 | 0 | 0 | 0
J3515 | Active | 2024-04-17 |  |  | 2026-05-25 | CITY WATER LIGHT & POWER | Sangamon |  |  | IL | DPP-2023 | Central | Study Not Started | ERIS | 343505 Interstate | 199.9 | 199.9 | Battery Storage | Battery Storage |  |  | 199.9 | 0 | 0 | 0
J3516 | Withdrawn | 2024-04-17 | 2025-08-14 |  | 2026-05-25 | AMEREN ILLINOIS | Jackson |  |  | IL | DPP-2023 | Central | Study Not Started | ERIS | Makanda North | 83.4 | 83.4 | Battery Storage | Battery Storage |  |  | 0 | 0 | 0 | 0
J3517 | Pending Revision Approval | 2024-04-19 |  |  | 2028-10-31 | AMEREN ILLINOIS | Williamson |  |  | IL | DPP-2025 | Central | Phase 1 | NRIS | Ordill | 190 | 190 | Battery Storage | Battery Storage |  |  | 145 | 145 | 0 | 0
J3518 | Pending Revision Approval | 2024-04-19 |  |  | 2028-10-31 | AMEREN MISSOURI | Gasconade |  |  | MO | DPP-2025 | Central | Phase 1 | NRIS | BLAND | 300 | 300 | Battery Storage | Battery Storage |  |  | 300 | 300 | 0 | 0
J3519 | Active | 2024-04-17 |  |  | 2028-10-30 | AMEREN ILLINOIS | Mason |  |  | IL | DPP-2023 | Central | Study Not Started | NRIS | Quiver | 199.9 | 199.9 | Wind | Wind Turbine |  |  | 200 | 100 | 0 | 0
J3520 | Withdrawn | 2024-04-18 | 2025-09-30 |  | 2028-01-01 | AMEREN ILLINOIS | Champaign |  |  | IL | DPP-2023 | Central | Study Not Started | NRIS | 4WEEDMAN - 4MAHOMET 1 138.0kV | 215 | 215 | Hybrid | Photovoltaic |  |  | 0 | 0 | 0 | 0
J3521 | Active | 2024-04-18 |  |  | 2028-09-15 | AMEREN ILLINOIS | Shelby |  |  | IL | DPP-2023 | Central | Study Not Started | NRIS | Neoga | 350 | 350 | Wind | Wind Turbine |  |  | 350 | 200 | 0 | 0
J3522 | Active | 2024-03-18 |  |  | 2028-08-01 | NORTHERN STATES POWER COMPANY | Cass |  |  | ND | DPP-2023 | West | Study Not Started | NRIS | Bison | 200 | 200 | Solar | Photovoltaic |  |  | 200 | 200 | 0 | 0
J3523 | Active | 2024-04-16 |  |  | 2028-09-30 | DAIRYLAND POWER COOPERATIVE DPC | Barron |  |  | WI | DPP-2023 | West | Study Not Started | NRIS | BARRON - WASHCO 161.0kV | 115 | 115 | Battery Storage | Battery Storage |  |  | 115 | 115 | 0 | 0
J3524 | Withdrawn | 2024-04-18 | 2025-09-29 |  | 2028-08-31 | NORTHERN STATES POWER COMPANY | Watonwan |  |  | MN | DPP-2023 | West | Study Not Started | NRIS | Crandall - Fieldon 345.0kV | 300 | 300 | Solar | Photovoltaic |  |  | 0 | 0 | 0 | 0
J3525 | Active | 2024-04-17 |  |  | 2028-09-06 | MIDAMERICAN ENERGY CO. MEC | Rock Island |  |  | IL | DPP-2023 | West | Study Not Started | NRIS | SUB 47 | 300 | 300 | Battery Storage | Battery Storage |  |  | 300 | 300 | 0 | 0
J3526 | Withdrawn | 2024-04-15 | 2025-09-30 |  | 2030-12-31 | NORTHERN STATES POWER COMPANY | Goodhue |  |  | MN | DPP-2023 | West | Study Not Started | NRIS | NORTH ROCHESTER | 200 | 200 | Battery Storage | Battery Storage |  |  | 0 | 0 | 0 | 0
J3527 | Withdrawn | 2024-04-16 | 2025-12-23 |  | 2027-03-01 | ITC MIDWEST | Allamakee |  |  | IA | DPP-2023 | West | Study Not Started | NRIS | Lansing - Postville (DPC) 161kV | 136 | 136 | Wind | Wind Turbine |  |  | 0 | 0 | 0 | 0
J3528 | Active | 2024-04-15 |  |  | 2026-12-30 | AMEREN ILLINOIS | Jasper |  |  | IL | DPP-2023 | Central | Study Not Started | NRIS | 7CASEY - 7NEWTON 345.0kV | 225 | 225 | Hybrid | Solar/Battery |  |  | 225 | 225 | 0 | 0
J3529 | Active | 2024-05-20 |  |  | 2028-05-30 | OTTER TAIL POWER COMPANY OTP | Mahnomen |  |  | MN | DPP-2023 | West | Study Not Started | NRIS | Mahnomen - Winger 115.0kV | 64 | 64 | Solar | Photovoltaic |  |  | 64 | 64 | 0 | 0
J3530 | Withdrawn | 2024-04-16 | 2025-12-23 |  | 2028-06-30 | ENTERGY ARKANSAS, LLC | Saline |  |  | AR | DPP-2023 | South | Study Not Started | NRIS | SHERIDAN EHV - MAGNET COVE 500.0kV | 500 | 500 | Solar | Photovoltaic |  |  | 0 | 0 | 0 | 0
J3531 | Withdrawn | 2024-04-17 | 2025-09-24 |  | 2027-06-01 | ENTERGY ARKANSAS, LLC | White |  |  | AR | DPP-2023 | South | Study Not Started | NRIS | Other_ | 100 | 100 | Solar | Photovoltaic |  |  | 0 | 0 | 0 | 0
J3532 | Active | 2024-04-18 |  |  | 2028-09-30 | NORTHERN STATES POWER COMPANY | Roseau |  |  | MN | DPP-2023 | West | Study Not Started | NRIS | Riel (MH) - Roseau County North 500.0kV | 500 | 500 | Solar | Photovoltaic |  |  | 500 | 500 | 0 | 0
J3533 | Withdrawn | 2024-04-18 | 2025-09-29 |  | 2028-08-31 | AMEREN MISSOURI | Randolph |  |  | MO | DPP-2023 | Central | Study Not Started | NRIS | 5MOBERLY - SALSBRY5 (KCPL) 161.0kV | 200 | 200 | Wind | Wind Turbine |  |  | 0 | 0 | 0 | 0
J3534 | Withdrawn | 2024-04-17 | 2025-12-23 |  | 2028-08-01 | ENTERGY LOUISIANA, LLC | Madison |  |  | LA | DPP-2023 | South | Study Not Started | NRIS | DELHI - TALLULAH 115.0kV | 125 | 125 | Hybrid | Solar/Battery |  |  | 0 | 0 | 0 | 0
J3535 | Withdrawn | 2024-04-17 | 2025-12-23 |  | 2028-08-01 | ENTERGY ARKANSAS, LLC | Dunklin |  |  | MO | DPP-2023 | South | Study Not Started | NRIS | JIM HILL - HAYTI SOUTH 161.0kV | 200 | 200 | Hybrid | Solar/Battery |  |  | 0 | 0 | 0 | 0
J3536 | Withdrawn | 2024-04-17 | 2025-12-23 |  | 2028-08-01 | ENTERGY ARKANSAS, LLC | Poinsett |  |  | AR | DPP-2023 | South | Study Not Started | NRIS | AECC TRUMANN WEST - TRUMANN 161.0kV | 190 | 190 | Hybrid | Solar/Battery |  |  | 0 | 0 | 0 | 0
J3537 | Withdrawn | 2024-04-16 | 2025-09-30 |  | 2028-06-30 | METC | Kalamazoo |  |  | MI | DPP-2023 | East (ITC) | Study Not Started | NRIS | Weeds Lake 138kV substation (Bus Number 256510) | 265 | 265 | Battery Storage | Battery Storage |  |  | 0 | 0 | 0 | 0
J3538 | Withdrawn | 2024-04-17 | 2025-09-24 |  | 2027-03-30 | ENTERGY MISSISSIPPI, LLC. | Warren |  |  | MS | DPP-2023 | South | Study Not Started | NRIS | Baxter 115/34kV | 730 | 770 | Gas | Combined-Cycle ‚Äì Steam Plant |  |  | 0 | 0 | 0 | 0
J3539 | Active | 2024-03-28 |  |  | 2027-04-01 | METC | Alcona |  |  | MI | DPP-2023 | East (ITC) | Study Not Started | NRIS | ALPENA - SPRUCE ROAD 138.0kV | 116.9 | 116.9 | Solar | Photovoltaic |  |  | 116.9 | 116.9 | 0 | 0
J3540 | Withdrawn | 2024-04-15 | 2025-07-31 |  | 2028-05-13 | ENTERGY ARKANSAS, LLC | Monroe |  |  | AR | DPP-2023 | South | Study Not Started | ERIS | RITCHIE SWYD - TARLETON 230.0kV | 400 | 400 | Solar | Photovoltaic |  |  | 0 | 0 | 0 | 0
J3541 | Withdrawn | 2024-04-15 | 2025-07-31 |  | 2028-05-13 | ENTERGY MISSISSIPPI, LLC. | Bolivar |  |  | MS | DPP-2023 | South | Study Not Started | ERIS | CLEVELAND/SOUTH | 150 | 150 | Solar | Photovoltaic |  |  | 0 | 0 | 0 | 0
J3542 | Withdrawn | 2024-04-17 | 2025-12-23 |  | 2028-09-30 | ENTERGY MISSISSIPPI, LLC. | Lincoln |  |  | MS | DPP-2023 | South | Study Not Started | NRIS | BROOKHAVEN - BROOKHAVEN/SOUTH 115.0kV | 80 | 80 | Solar | Photovoltaic |  |  | 0 | 0 | 0 | 0
J3543 | Active | 2024-04-18 |  |  | 2028-06-30 | GREAT RIVER ENERGY | Dakota |  |  | MN | DPP-2023 | West | Study Not Started | NRIS | Chub Lake 115 kV | 135 | 135 | Battery Storage | Battery Storage |  |  | 135 | 135 | 0 | 0
J3544 | Withdrawn | 2024-04-17 | 2025-07-09 |  | 2027-10-30 | ITC MIDWEST | Tama |  |  | IA | DPP-2023 | West | Study Not Started | NRIS | Abbott | 62 | 62 | Wind | Wind Turbine |  |  | 0 | 0 | 0 | 0
J3545 | Active | 2024-04-15 |  |  | 2028-09-15 | METC | Ionia |  |  | MI | DPP-2023 | East (ITC) | Study Not Started | NRIS | BINGHAM - MARQUETTE 138.0kV | 200 | 200 | Solar | Photovoltaic |  |  | 200 | 200 | 0 | 0
J3546 | Active | 2024-04-18 |  |  | 2028-08-01 | NORTHERN STATES POWER COMPANY | Lincoln |  |  | SD | DPP-2023 | West | Study Not Started | NRIS | Yankee - Brookings CO. 115.0kV | 120 | 120 | Wind | Wind Turbine |  |  | 120 | 120 | 0 | 0
J3547 | Withdrawn | 2024-04-17 | 2025-12-23 |  | 2026-06-01 | NORTHERN STATES POWER COMPANY | Martin |  |  | MN | DPP-2023 | West | Study Not Started | NRIS | LAKEFIELD | 549.6 | 630 | Hybrid | Combustion Turbine (Simple Cycle) |  |  | 0 | 0 | 0 | 0
J3548 | Withdrawn | 2024-04-18 | 2025-07-09 |  | 2027-10-30 | ITC MIDWEST | Marshall |  |  | IA | DPP-2023 | West | Study Not Started | NRIS | Laurel | 62 | 62 | Wind | Wind Turbine |  |  | 0 | 0 | 0 | 0
J3549 | Withdrawn | 2024-04-17 | 2025-12-23 |  | 2026-06-01 | GREAT RIVER ENERGY | Mower |  |  | MN | DPP-2023 | West | Study Not Started | NRIS | NOT IN DROPDOWN MENU | 484.5 | 515 | Gas | Combustion Turbine (Simple Cycle) |  |  | 0 | 0 | 0 | 0
J3550 | Active | 2024-04-18 |  |  | 2027-09-10 | SOUTHERN INDIANA GAS & ELECTRIC COMPANY D/B/A CENTERPOINT ENERGY INDIANA SOUTH | Dubois |  |  | IN | DPP-2023 | Central | Study Not Started | NRIS | Duff - Dubois 138.0 kV | 200 | 200 | Battery Storage | Battery Storage |  |  | 200 | 200 | 0 | 0
J3551 | Active | 2024-04-18 |  |  | 2027-09-10 | MIDAMERICAN ENERGY CO. MEC | Mahaska |  |  | IA | DPP-2023 | West | Study Not Started | NRIS | BEACON | 200 | 200 | Battery Storage | Battery Storage |  |  | 200 | 200 | 0 | 0
J3552 | Active | 2024-04-16 |  |  | 2028-10-31 | GREAT RIVER ENERGY | McLeod |  |  | MN | DPP-2023 | West | Study Not Started | NRIS | Hutchinson Municipal - GRE Big Swan 115.0kV | 112 | 112 | Solar | Photovoltaic |  |  | 112 | 112 | 0 | 0
J3553 | Withdrawn | 2024-04-18 | 2025-12-23 |  | 2028-11-30 | MIDAMERICAN ENERGY CO. | Adair |  |  | IA | DPP-2023 | West | Study Not Started | NRIS | Orient Energy Center Substation | 244 | 263 | Gas | Combustion Turbine (Simple Cycle) |  |  | 0 | 0 | 0 | 0
J3554 | Withdrawn | 2024-04-18 | 2025-07-09 |  | 2027-10-30 | MIDAMERICAN ENERGY CO. | Adair |  |  | IA | DPP-2023 | West | Study Not Started | NRIS | SOUTHERN HILLS | 96 | 96 | Wind | Wind Turbine |  |  | 0 | 0 | 0 | 0
J3555 | Withdrawn | 2024-04-18 | 2025-07-09 |  | 2027-10-30 | MIDAMERICAN ENERGY CO. | Boone |  |  | IA | DPP-2023 | West | Study Not Started | NRIS | BEAVER CREEK | 84 | 84 | Wind | Wind Turbine |  |  | 0 | 0 | 0 | 0
J3556 | Active | 2024-04-18 |  |  | 2028-08-31 | AMEREN ILLINOIS | Montgomery |  |  | IL | DPP-2023 | Central | Study Not Started | NRIS | 7COFFEEN - 7PANA 345.0kV | 250 | 250 | Solar | Photovoltaic |  |  | 250 | 0 | 0 | 0
J3557 | Withdrawn | 2024-04-18 | 2025-09-29 |  | 2028-08-31 | INDIANAPOLIS POWER & LIGHT COMPANY | Morgan |  |  | IN | DPP-2023 | Central | Study Not Started | NRIS | Heartland Crossing Tap - Eagle Valley 138.0kV | 200 | 200 | Battery Storage | Battery Storage |  |  | 0 | 0 | 0 | 0
J3558 | Active | 2024-04-18 |  |  | 2027-09-10 | AMEREN TRANSMISSION COMPANY OF ILLINOIS | Champaign |  |  | IL | DPP-2023 | Central | Study Not Started | NRIS | Rising | 300 | 300 | Battery Storage | Battery Storage |  |  | 300 | 300 | 0 | 0
J3559 | Withdrawn | 2024-04-18 | 2025-12-23 |  | 2027-09-10 | BIG RIVERS ELECTRIC CORPORATION | Hancock |  |  | KY | DPP-2023 | Central | Study Not Started | NRIS | Coleman EHV | 250 | 250 | Battery Storage | Battery Storage |  |  | 0 | 0 | 0 | 0
J3560 | Withdrawn | 2024-04-05 | 2025-12-23 |  | 2027-04-30 | AMEREN ILLINOIS | Putnam |  |  | IL | DPP-2023 | Central | Study Not Started | NRIS | Putnam 138kV | 20 | 20 | Solar | Photovoltaic |  |  | 0 | 0 | 0 | 0
J3561 | Withdrawn | 2024-04-18 | 2025-12-23 |  | 2028-01-01 | ITC MIDWEST | Jo Daviess |  |  | IL | DPP-2023 | West | Study Not Started | NRIS | Galena (DPC) - Savanna 161kV | 135 | 135 | Solar | Photovoltaic |  |  | 0 | 0 | 0 | 0
J3562 | Withdrawn | 2024-04-17 | 2025-09-26 |  | 2028-06-01 | AMEREN ILLINOIS | Vermilion |  |  | IL | DPP-2023 | Central | Study Not Started | NRIS | 4VERMILION - 4NCHAMPGN W 138.0kV | 300 | 300 | Solar | Photovoltaic |  |  | 0 | 0 | 0 | 0
J3563 | Withdrawn | 2024-04-18 | 2025-09-26 |  | 2028-06-01 | AMEREN ILLINOIS | Franklin |  |  | IL | DPP-2023 | Central | Study Not Started | NRIS | 7W_FRFT_E - 7MTVERNW 345.0kV | 200 | 200 | Solar | Photovoltaic |  |  | 0 | 0 | 0 | 0
J3564 | Active | 2024-04-18 |  |  | 2028-08-01 | NORTHERN INDIANA PUBLIC SERVICE COMPANY LLC NIPS | Newton |  |  | IN | DPP-2023 | Central | Study Not Started | NRIS | Other_ | 275 | 275 | Wind | Wind Turbine |  |  | 275 | 0 | 0 | 0
J3565 | Active | 2024-04-18 |  |  | 2028-08-01 | AMEREN TRANSMISSION COMPANY OF ILLINOIS | Champaign |  |  | IL | DPP-2023 | Central | Study Not Started | NRIS | Rising | 100 | 100 | Battery Storage | Battery Storage |  |  | 100 | 100 | 0 | 0
J3566 | Active | 2024-04-18 |  |  | 2028-08-01 | AMEREN TRANSMISSION COMPANY OF ILLINOIS | McLean |  |  | IL | DPP-2023 | Central | Study Not Started | ERIS | Other_ | 198 | 198 | Wind | Wind Turbine |  |  | 198 | 0 | 0 | 0
J3567 | Withdrawn | 2024-04-18 | 2025-05-09 |  | 2026-06-01 | ENTERGY ARKANSAS, LLC | Calhoun |  |  | AR | DPP-2023 | South | Study Not Started | NRIS | SHERIDAN EHV - EL DORADO EHV 500.0kV | 200 | 200 | Battery Storage | Battery Storage |  |  | 0 | 0 | 0 | 0
J3568 | Withdrawn | 2024-04-15 | 2025-07-31 |  | 2028-05-13 | ENTERGY MISSISSIPPI, LLC. | Leflore |  |  | MS | DPP-2023 | South | Study Not Started | ERIS | SCHLATER | 250 | 250 | Solar | Photovoltaic |  |  | 0 | 0 | 0 | 0
J3569 | Withdrawn | 2024-04-18 | 2025-12-23 |  | 2028-01-01 | ENTERGY ARKANSAS, LLC | Poinsett |  |  | AR | DPP-2023 | South | Study Not Started | NRIS | TRUMANN - HARRISBURG SS 161.0kV | 300 | 300 | Hybrid | Photovoltaic |  |  | 0 | 0 | 0 | 0
J3570 | Withdrawn | 2024-04-18 | 2025-12-23 |  | 2028-01-01 | ENTERGY ARKANSAS, LLC | Cross |  |  | AR | DPP-2023 | South | Study Not Started | NRIS | AECC WYNNE EAST - PARKIN 161.0kV | 300 | 300 | Hybrid | Photovoltaic |  |  | 0 | 0 | 0 | 0
J3571 | Withdrawn | 2024-04-18 | 2025-08-28 |  | 2028-01-01 | ENTERGY ARKANSAS, LLC | Poinsett |  |  | AR | DPP-2023 | South | Study Not Started | NRIS | MARKED TREE - TWIST 161.0kV | 250 | 250 | Hybrid | Photovoltaic |  |  | 0 | 0 | 0 | 0
J3572 | Withdrawn | 2024-04-18 | 2025-09-02 |  | 2028-01-01 | ENTERGY LOUISIANA, LLC | Catahoula |  |  | LA | DPP-2023 | South | Study Not Started | NRIS | METROPOLIS - RED GUM 115.0kV | 200 | 200 | Hybrid | Photovoltaic |  |  | 0 | 0 | 0 | 0
J3573 | Withdrawn | 2024-04-18 | 2025-09-30 |  | 2028-01-01 | ENTERGY LOUISIANA, LLC | Morehouse |  |  | LA | DPP-2023 | South | Study Not Started | NRIS | GALION - OAK GROVE 115 SUB 115.0kV | 200 | 200 | Hybrid | Photovoltaic |  |  | 0 | 0 | 0 | 0
J3574 | Withdrawn | 2024-04-17 | 2025-07-31 |  | 2027-10-01 | DUKE ENERGY INDIANA, LLC | Wayne |  |  | IN | DPP-2023 | Central | Study Not Started | NRIS | Other_ | 60 | 60 | Solar | Photovoltaic |  |  | 0 | 0 | 0 | 0
J3575 | Withdrawn | 2024-04-18 | 2025-12-23 |  | 2028-01-01 | ENTERGY ARKANSAS, LLC | Mississippi |  |  | AR | DPP-2023 | South | Study Not Started | NRIS | GILMORE - WILSON 161.0kV | 300 | 300 | Hybrid | Photovoltaic |  |  | 0 | 0 | 0 | 0
J3576 | Withdrawn | 2024-04-18 | 2025-12-23 |  | 2028-04-01 | ENTERGY MISSISSIPPI, LLC. | Walthall |  |  | MS | DPP-2023 | South | Study Not Started | ERIS | BOGALUSA 500 SS - FRANKLIN EHV 500.0kV | 300 | 300 | Solar | Photovoltaic |  |  | 0 | 0 | 0 | 0
J3577 | Withdrawn | 2024-04-18 | 2025-12-23 |  | 2028-11-15 | ENTERGY MISSISSIPPI, LLC. | Simpson |  |  | MS | DPP-2023 | South | Study Not Started | NRIS | MAGEE - NEW HEBRON 115.0kV | 120 | 120 | Solar | Photovoltaic |  |  | 0 | 0 | 0 | 0
J3578 | Withdrawn | 2024-04-09 | 2025-12-23 |  | 2027-04-15 | ARKANSAS ELECTRIC COOPERATIVE CORPORATION | Greene |  |  | AR | DPP-2023 | South | Study Not Started | NRIS | Gainesville Switching Station | 100 | 100 | Solar | Photovoltaic |  |  | 0 | 0 | 0 | 0
J3579 | Withdrawn | 2024-04-17 | 2025-12-23 |  | 2028-12-31 | ENTERGY ARKANSAS, LLC | Lee |  |  | AR | DPP-2023 | South | Study Not Started | NRIS | MARIANNA WEST SS - MARIANNA 115.0kV | 135 | 135 | Solar | Photovoltaic |  |  | 0 | 0 | 0 | 0
J3580 | Withdrawn | 2024-04-18 | 2025-05-23 |  | 2028-05-31 | ARKANSAS ELECTRIC COOPERATIVE CORPORATION | Mississippi |  |  | AR | DPP-2023 | South | Study Not Started | NRIS | AECC Dell 161kV - Nucor-Yamato 161kV Switching Station 161.0kV | 250 | 250 | Battery Storage | Battery Storage |  |  | 0 | 0 | 0 | 0
J3581 | Withdrawn | 2024-04-18 | 2025-05-23 |  | 2028-05-31 | CLECO POWER LLC | Avoyelles |  |  | LA | DPP-2023 | South | Study Not Started | NRIS | Eola - Marksville 138.0kV | 200 | 200 | Battery Storage | Battery Storage |  |  | 0 | 0 | 0 | 0
J3582 | Withdrawn | 2024-04-18 | 2024-10-17 |  | 2028-08-01 | CLECO POWER LLC | Beauregard |  |  | LA | DPP-2023 | South | Study Not Started | NRIS | Longville - Nelson (EES) 138.0kV | 150 | 150 | Hybrid | Solar/Battery | Withdrawn |  | 0 | 0 | 0 | 0
J3583 | Withdrawn | 2024-04-18 | 2025-12-23 |  | 2028-08-01 | ENTERGY ARKANSAS, LLC | Lonoke |  |  | AR | DPP-2023 | South | Study Not Started | NRIS | HOLLAND BOTTOM - KEO EHV 500.0kV | 300 | 300 | Hybrid | Solar/Battery |  |  | 0 | 0 | 0 | 0
J3584 | Withdrawn | 2024-04-17 | 2025-03-28 |  | 2028-08-01 | ENTERGY ARKANSAS, LLC | Lee |  |  | AR | DPP-2023 | South | Study Not Started | NRIS | BRINKLEY EAST - AECC AUBREY 230.0kV | 215 | 215 | Hybrid | Battery Storage |  |  | 0 | 0 | 0 | 0
J3585 | Withdrawn | 2024-04-17 | 2025-09-24 |  | 2028-09-30 | ENTERGY TEXAS, INC. | Sabine |  |  | LA | DPP-2023 | South | Study Not Started | ERIS | HARTBURG - AEP LAYFIELD 500.0kV | 150 | 150 | Battery Storage | Battery Storage |  |  | 0 | 0 | 0 | 0
J3586 | Active | 2024-04-18 |  |  | 2028-01-01 | ENTERGY TEXAS, INC. ETTO | Montgomery |  |  | TX | DPP-2023 | South | Study Not Started | NRIS | JACINTO - PEACH CREEK 230.0kV | 205.8 | 205.8 | Solar | Solar/Battery |  |  | 205.8 | 165 | 0 | 0
J3587 | Withdrawn | 2024-04-18 | 2025-09-26 |  | 2027-07-01 | ENTERGY TEXAS, INC. | Jefferson |  |  | TX | DPP-2023 | South | Study Not Started | NRIS-Only | PORT ACRES BULK | 110 | 110 | Gas | Co-gen |  |  | 0 | 0 | 0 | 0
J3588 | Withdrawn | 2024-04-17 | 2025-09-30 |  | 2028-09-30 | ENTERGY ARKANSAS, LLC | Lawrence |  |  | AR | DPP-2023 | South | Study Not Started | NRIS | J2733 Sub | 100 | 100 | Solar | Photovoltaic |  |  | 0 | 0 | 0 | 0
J3589 | Withdrawn | 2024-04-17 | 2025-09-30 |  | 2028-09-30 | ENTERGY MISSISSIPPI, LLC. | Lincoln |  |  | MS | DPP-2023 | South | Study Not Started | NRIS | FRANKLIN EHV - MCCOMB 115.0kV | 160 | 160 | Solar | Photovoltaic |  |  | 0 | 0 | 0 | 0
J3590 | Active | 2024-04-17 |  |  | 2028-12-31 | ENTERGY MISSISSIPPI, LLC. EMTO | Humphreys |  |  | MS | DPP-2023 | South | Study Not Started | NRIS | BELZONI - BELZONI TAP SS 115.0kV | 75 | 75 | Solar | Photovoltaic |  |  | 75 | 75 | 0 | 0
J3591 | Withdrawn | 2024-04-17 | 2025-12-29 |  | 2028-08-31 | ENTERGY LOUISIANA, LLC | St. Helena |  |  | LA | DPP-2023 | South | Study Not Started | NRIS | MCKNIGHT - PLANT DANIEL 500.0kV | 400 | 400 | Hybrid | Solar/Battery |  |  | 400 | 400 | 0 | 0
J3592 | Active | 2024-04-18 |  |  | 2028-04-01 | ENTERGY MISSISSIPPI, LLC. EMTO | Sunflower |  |  | MS | DPP-2023 | South | Study Not Started | NRIS | INDIANOLA 230/115 SUB - TILLATOBA 230.0kV | 57 | 57 | Wind | Wind Turbine |  |  | 57 | 37 | 0 | 0
J3593 | Withdrawn | 2024-04-18 | 2025-10-01 |  | 2028-03-01 | DUKE ENERGY INDIANA, LLC | Clay |  |  | IN | DPP-2023 | Central | Study Not Started | NRIS | Wabash River - Staunton 230.0kV | 250 | 250 | Hybrid | Solar/Battery |  |  | 0 | 0 | 0 | 0
J3594 | Withdrawn | 2024-04-17 | 2024-09-10 |  | 2026-12-30 | ENTERGY LOUISIANA, LLC | Jefferson Davis |  |  | LA | DPP-2023 | South | Study Not Started | NRIS | ELTON - COMPTON TAP 69.0kV | 100 | 100 | Solar | Photovoltaic |  |  | 0 | 0 | 0 | 0
J3595 | Withdrawn | 2024-04-18 | 2025-12-23 |  | 2028-09-02 | ENTERGY MISSISSIPPI, LLC. | Sunflower |  |  | MS | DPP-2023 | South | Study Not Started | NRIS | INDIANOLA 230/115 SUB - TILLATOBA 230.0kV | 230 | 230 | Solar | Photovoltaic |  |  | 0 | 0 | 0 | 0
J3596 | Withdrawn | 2024-04-19 | 2025-04-17 |  | 2029-07-02 | ENTERGY TEXAS, INC. | Harris |  |  | TX | DPP-2025 | South | Phase 1 | NRIS | BEVIL - CYPRESS 230.0kV | 460 | 460 | Solar | Photovoltaic |  |  | 0 | 0 | 0 | 0
J3597 | Active | 2024-04-18 |  |  | 2028-04-01 | ENTERGY ARKANSAS, LLC EATO | Lonoke |  |  | AR | DPP-2023 | South | Study Not Started | NRIS | WEST MEMPHIS EHV - KEO EHV 500.0kV | 348 | 348 | Wind | Wind Turbine |  |  | 348 | 226 | 0 | 0
J3598 | Withdrawn | 2024-04-17 | 2025-02-19 |  | 2028-04-01 | AMEREN ILLINOIS | McLean |  |  | IL | DPP-2023 | Central | Study Not Started | NRIS | Other_ | 9 | 9 | Wind | Wind Turbine |  |  | 0 | 0 | 0 | 0
J3599 | Withdrawn | 2024-04-10 | 2025-09-29 |  | 2027-06-01 | ARKANSAS ELECTRIC COOPERATIVE CORPORATION | Craighead |  |  | AR | DPP-2023 | South | Study Not Started | ERIS | Lunsford | 60 | 60 | Solar | Photovoltaic |  |  | 0 | 0 | 0 | 0
J3600 | Withdrawn | 2024-04-16 | 2025-09-29 |  | 2028-09-01 | ENTERGY LOUISIANA, LLC | Morehouse |  |  | LA | DPP-2023 | South | Study Not Started | NRIS | OAK RIDGE (LA) - SWARTZ 115.0kV | 50 | 50 | Battery Storage | Battery Storage |  |  | 0 | 0 | 0 | 0
J3601 | Active | 2024-04-16 |  |  | 2028-09-01 | ENTERGY LOUISIANA, LLC ELTO | Morehouse |  |  | LA | DPP-2023 | South | Study Not Started | NRIS | OAK RIDGE (LA) - SWARTZ 115.0kV | 200 | 200 | Solar | Photovoltaic |  |  | 200 | 0 | 0 | 0
J3602 | Active | 2024-04-17 |  |  | 2028-04-01 | AMEREN ILLINOIS | McLean |  |  | IL | DPP-2023 | Central | Study Not Started | NRIS | Other_ | 110 | 110 | Wind | Wind Turbine |  |  | 110 | 110 | 0 | 0
J3603 | Withdrawn | 2024-04-16 | 2025-12-23 |  | 2028-09-15 | ENTERGY LOUISIANA, LLC | Morehouse |  |  | LA | DPP-2023 | South | Study Not Started | NRIS | OAK RIDGE (LA) - STERLINGTON 115 SWYD 115.0kV | 175 | 175 | Solar | Photovoltaic |  |  | 0 | 0 | 0 | 0
J3604 | Active | 2024-04-18 |  |  | 2027-09-01 | DUKE ENERGY INDIANA, LLC CIN | Sullivan |  |  | IN | DPP-2023 | Central | Study Not Started | NRIS | Merom (HED) - Dresser 345.0kV | 650 | 650 | Gas | Combined Cycle |  |  | 650 | 650 | 0 | 0
J3605 | Withdrawn | 2024-04-17 | 2025-09-24 |  | 2027-10-15 | ENTERGY TEXAS, INC. | Liberty |  |  | TX | DPP-2023 | South | Study Not Started | NRIS | JACINTO | 430 | 465 | Gas | Combustion Turbine (Simple Cycle) |  |  | 0 | 0 | 0 | 0
J3606 | Withdrawn | 2024-04-18 | 2025-12-23 |  | 2028-01-01 | ENTERGY ARKANSAS, LLC | Cross |  |  | AR | DPP-2023 | South | Study Not Started | NRIS | PARKIN - KUHN ROAD 161.0kV | 197.7 | 197.7 | Hybrid | Solar/Battery |  |  | 0 | 0 | 0 | 0
J3607 | Withdrawn | 2024-04-18 | 2025-09-26 |  | 2028-07-01 | DUKE ENERGY INDIANA, LLC | Henry |  |  | IN | DPP-2023 | Central | Study Not Started | NRIS | New Castle I Avenue | 47.4 | 47.4 | Solar | Photovoltaic |  |  | 0 | 0 | 0 | 0
J3608 | Withdrawn | 2024-04-18 | 2025-09-26 |  | 2028-07-01 | DUKE ENERGY INDIANA, LLC | Henry |  |  | IN | DPP-2023 | Central | Study Not Started | NRIS | New Castle I Avenue | 77.6 | 77.6 | Solar | Photovoltaic |  |  | 0 | 0 | 0 | 0
J3609 | Withdrawn | 2024-04-02 | 2025-09-30 |  | 2027-12-27 | ENTERGY LOUISIANA, LLC | Beauregard |  |  | LA | DPP-2023 | South | Study Not Started | ERIS | NELSON 138 SWYD - LONGVILLE (CLECO) 138.0kV | 93.1 | 93.1 | Solar | Solar/Battery |  |  | 0 | 0 | 0 | 0
J3610 | Withdrawn | 2024-04-18 | 2025-03-25 |  | 2028-06-30 | ENTERGY TEXAS, INC. | Tyler |  |  | TX | DPP-2023 | South | Study Not Started | NRIS | DOUCETTE | 150 | 150 | Solar | Photovoltaic |  |  | 0 | 0 | 0 | 0
J3611 | Active | 2024-04-18 |  |  | 2026-12-30 | AMEREN ILLINOIS | Hamilton |  |  | IL | DPP-2023 | Central | Study Not Started | NRIS | 7W_FRFT_E - 7NORRIS 345.0kV | 140 | 140 | Solar | Photovoltaic |  |  | 140 | 140 | 0 | 0
J3612 | Withdrawn | 2024-04-17 | 2025-09-24 |  | 2028-09-30 | CLECO POWER LLC | Sabine |  |  | LA | DPP-2023 | South | Study Not Started | NRIS | Fisher - Many 138.0kV | 200 | 200 | Solar | Photovoltaic |  |  | 0 | 0 | 0 | 0
J3613 | Withdrawn | 2024-04-16 | 2025-12-23 |  | 2028-09-30 | ENTERGY ARKANSAS, LLC | Ashley |  |  | AR | DPP-2023 | South | Study Not Started | NRIS | CROSSETT NORTH - HAMBURG 115.0kV | 180 | 180 | Solar | Photovoltaic |  |  | 0 | 0 | 0 | 0
J3614 | Withdrawn | 2024-04-16 | 2025-12-23 |  | 2028-09-30 | ENTERGY ARKANSAS, LLC | Ashley |  |  | AR | DPP-2023 | South | Study Not Started | NRIS | CROSSETT NORTH - HAMBURG 115.0kV | 180 | 180 | Battery Storage | Battery Storage |  |  | 0 | 0 | 0 | 0
J3615 | Withdrawn | 2024-04-16 | 2025-12-23 |  | 2028-09-30 | ENTERGY ARKANSAS, LLC | Arkansas |  |  | AR | DPP-2023 | South | Study Not Started | NRIS | STUTTGART NORTH SS - STUTTGART RICUSKEY 115.0kV | 125 | 125 | Solar | Photovoltaic |  |  | 0 | 0 | 0 | 0
J3616 | Withdrawn | 2024-04-16 | 2025-12-23 |  | 2028-09-30 | ENTERGY ARKANSAS, LLC | Arkansas |  |  | AR | DPP-2023 | South | Study Not Started | NRIS | STUTTGART NORTH SS - STUTTGART RICUSKEY 115.0kV | 125 | 125 | Battery Storage | Battery Storage |  |  | 0 | 0 | 0 | 0
J3617 | Withdrawn | 2024-04-16 | 2025-12-23 |  | 2028-09-30 | ENTERGY ARKANSAS, LLC | Clay |  |  | AR | DPP-2023 | South | Study Not Started | NRIS | DATTO | 150 | 150 | Solar | Photovoltaic |  |  | 0 | 0 | 0 | 0
J3618 | Withdrawn | 2024-04-16 | 2025-12-23 |  | 2028-09-30 | ENTERGY ARKANSAS, LLC | Clay |  |  | AR | DPP-2023 | South | Study Not Started | NRIS | DATTO | 150 | 150 | Battery Storage | Battery Storage |  |  | 0 | 0 | 0 | 0
J3619 | Active | 2024-04-16 |  |  | 2028-09-30 | ENTERGY ARKANSAS, LLC EATO | Mississippi |  |  | AR | DPP-2023 | South | Study Not Started | NRIS | MONETTE JUNCTION - PARAGOULD 161.0kV | 150 | 150 | Solar | Photovoltaic |  |  | 150 | 150 | 0 | 0
J3620 | Withdrawn | 2024-04-16 | 2025-12-23 |  | 2028-09-30 | ENTERGY ARKANSAS, LLC | Mississippi |  |  | AR | DPP-2023 | South | Study Not Started | NRIS | MONETTE JUNCTION - PARAGOULD 161.0kV | 150 | 150 | Battery Storage | Battery Storage |  |  | 0 | 0 | 0 | 0
J3621 | Withdrawn | 2024-04-16 | 2025-09-24 |  | 2028-09-30 | ENTERGY ARKANSAS, LLC | Craighead |  |  | AR | DPP-2023 | South | Study Not Started | NRIS | HERGETT - POWERLINE ROAD 161.0kV | 150 | 150 | Solar | Photovoltaic |  |  | 0 | 0 | 0 | 0
J3622 | Withdrawn | 2024-04-16 | 2025-09-24 |  | 2028-09-30 | ENTERGY ARKANSAS, LLC | Craighead |  |  | AR | DPP-2023 | South | Study Not Started | NRIS | HERGETT - POWERLINE ROAD 161.0kV | 150 | 150 | Battery Storage | Battery Storage |  |  | 0 | 0 | 0 | 0
J3623 | Active | 2024-04-17 |  |  | 2028-09-01 | ENTERGY MISSISSIPPI, LLC. EMTO | Sunflower |  |  | MS | DPP-2023 | South | Study Not Started | NRIS | INDIANOLA 230/115 SUB - TILLATOBA 230.0kV | 350 | 350 | Wind | Wind Turbine |  |  | 350 | 250 | 0 | 0
J3624 | Withdrawn | 2024-04-18 | 2025-09-26 |  | 2028-09-30 | ENTERGY ARKANSAS, LLC | Columbia |  |  | AR | DPP-2023 | South | Study Not Started | NRIS | MAGNOLIA SOUTH - SHULER 115.0kV | 155 | 155 | Solar | Photovoltaic |  |  | 0 | 0 | 0 | 0
J3625 | Withdrawn | 2024-04-05 | 2025-09-26 |  | 2027-10-27 | ENTERGY LOUISIANA, LLC | Winn |  |  | LA | DPP-2023 | South | Study Not Started | NRIS | JELD WEN - WINNFIELD 115 SUB 115.0kV | 82 | 82 | Hybrid | Solar/Battery |  |  | 0 | 0 | 0 | 0
J3626 | Withdrawn | 2024-04-18 | 2025-09-30 |  | 2027-12-31 | ENTERGY ARKANSAS, LLC | Craighead |  |  | AR | DPP-2023 | South | Study Not Started | NRIS | INDEPENDENCE-ISES - POWERLINE ROAD 500.0kV | 500 | 500 | Solar | Photovoltaic |  |  | 0 | 0 | 0 | 0
J3627 | Withdrawn | 2024-04-18 | 2025-12-23 |  | 2027-12-31 | ENTERGY ARKANSAS, LLC | Craighead |  |  | AR | DPP-2023 | South | Study Not Started | NRIS | JONESBORO (APL) - CASH 161.0kV | 200 | 200 | Solar | Photovoltaic |  |  | 0 | 0 | 0 | 0
J3628 | Withdrawn | 2024-04-18 | 2025-09-26 |  | 2027-12-31 | ENTERGY MISSISSIPPI, LLC. | Jefferson |  |  | MS | DPP-2023 | South | Study Not Started | NRIS | FRANKLIN EHV - GRAND GULF TRANSMISSION 500.0kV | 200 | 200 | Solar | Photovoltaic |  |  | 0 | 0 | 0 | 0
J3629 | Withdrawn | 2024-04-18 | 2025-09-30 |  | 2027-12-15 | ENTERGY MISSISSIPPI, LLC. | Bolivar |  |  | MS | DPP-2023 | South | Study Not Started | NRIS | DELTA SWYD - DREW [MS] 115.0kV | 210 | 210 | Hybrid | Solar/Battery |  |  | 0 | 0 | 0 | 0
J3630 | Active | 2024-04-18 |  |  | 2028-06-15 | ENTERGY LOUISIANA, LLC ELTO | East Feliciana |  |  | LA | DPP-2023 | South | Study Not Started | NRIS | MOLER - COLFEL 230.0kV | 77 | 77 | Hybrid | Solar/Battery |  |  | 77 | 77 | 0 | 0
J3631 | Withdrawn | 2024-04-18 | 2025-10-27 |  | 2027-12-15 | ENTERGY LOUISIANA, LLC | Vermilion |  |  | LA | DPP-2023 | South | Study Not Started | NRIS | GUEYDAN TAP - MORSE 69.0kV | 60 | 60 | Solar | Photovoltaic |  |  | 0 | 0 | 0 | 0
J3632 | Withdrawn | 2024-04-17 | 2025-12-23 |  | 2028-07-30 | ENTERGY ARKANSAS, LLC | Cleveland |  |  | AR | DPP-2023 | South | Study Not Started | NRIS | TEXAS EASTERN P.S. G SS - FORDYCE ORIENT SS 115.0kV | 85 | 85 | Hybrid | Photovoltaic |  |  | 0 | 0 | 0 | 0
J3633 | Active | 2024-04-13 |  |  | 2028-09-15 | ITC | Sanilac |  |  | MI | DPP-2023 | East (ITC) | Study Not Started | NRIS | GREENWOOD - RAPSON (BANNER) 345.0kV | 200 | 200 | Solar | Photovoltaic |  |  | 200 | 200 | 0 | 0
J3634 | Withdrawn | 2024-04-15 | 2025-12-23 |  | 2027-12-31 | METC | Gratiot |  |  | MI | DPP-2023 | East (ITC) | Study Not Started | NRIS | NELSON ROAD | 200 | 200 | Battery Storage | Battery Storage |  |  | 0 | 0 | 0 | 0
J3635 | Withdrawn | 2024-04-15 | 2025-09-30 |  | 2027-12-31 | METC | Kent |  |  | MI | DPP-2023 | East (ITC) | Study Not Started | NRIS | GAINES | 200 | 200 | Battery Storage | Battery Storage |  |  | 0 | 0 | 0 | 0
J3636 | Active | 2024-04-18 |  |  | 2028-08-31 | ITC | Tuscola |  |  | MI | DPP-2023 | East (ITC) | Study Not Started | NRIS | BAUER | 150 | 150 | Battery Storage | Battery Storage |  |  | 150 | 150 | 0 | 0
J3637 | Withdrawn | 2024-04-18 | 2025-12-23 |  | 2027-06-30 | METC | Otsego |  |  | MI | DPP-2023 | East (ITC) | Study Not Started | NRIS | LIVINGSTON - TITTABAWASSEE 345.0kV | 90 | 90 | Gas | Combustion Turbine (Simple Cycle) |  |  | 0 | 0 | 0 | 0
J3638 | Withdrawn | 2024-04-18 | 2025-09-30 |  | 2028-10-16 | AMERICAN TRANSMISSION COMPANY | Dickinson |  |  | MI | DPP-2023 | East (ATC) | Study Not Started | NRIS | Amberg - Plains 138.0kV | 50 | 50 | Battery Storage | Battery Storage |  |  | 0 | 0 | 0 | 0
J3639 | Active | 2024-04-17 |  |  | 2028-04-01 | AMERICAN TRANSMISSION COMPANY | Columbia |  |  | WI | DPP-2023 | East (ATC) | Study Not Started | NRIS | Columbia - Rockdale 345.0kV | 250 | 250 | Wind | Wind Turbine |  |  | 250 | 250 | 0 | 0
J3640 | Withdrawn | 2024-04-17 | 2025-12-23 |  | 2028-04-01 | METC | Shiawassee |  |  | MI | DPP-2023 | East (ITC) | Study Not Started | NRIS | NELSON ROAD - STYX 345.0kV | 300 | 300 | Wind | Wind Turbine |  |  | 0 | 0 | 0 | 0
J3641 | Withdrawn | 2024-04-18 | 2025-09-30 |  | 2028-10-16 | AMERICAN TRANSMISSION COMPANY | Dickinson |  |  | MI | DPP-2023 | East (ATC) | Study Not Started | NRIS | Amberg - Plains 138.0kV | 100 | 100 | Solar | Photovoltaic |  |  | 0 | 0 | 0 | 0
J3642 | Withdrawn | 2024-04-18 | 2025-09-30 |  | 2028-10-16 | AMERICAN TRANSMISSION COMPANY | Dickinson |  |  | MI | DPP-2023 | East (ATC) | Study Not Started | NRIS | Nordic | 60 | 60 | Solar | Photovoltaic |  |  | 0 | 0 | 0 | 0
J3643 | Withdrawn | 2024-04-18 | 2024-11-04 |  | 2028-10-16 | METC | Midland |  |  | MI | DPP-2023 | East (ITC) | Study Not Started | NRIS | REDSTONE - TITTABAWASSEE 138.0kV | 50 | 50 | Battery Storage | Battery Storage |  |  | 0 | 0 | 0 | 0
J3644 | Active | 2024-04-18 |  |  | 2028-11-01 | METC | Bay |  |  | MI | DPP-2023 | East (ITC) | Study Not Started | NRIS | Other_ | 150 | 150 | Solar | Photovoltaic |  |  | 150 | 150 | 0 | 0
J3645 | Active | 2024-04-17 |  |  | 2028-09-01 | ITC | Huron |  |  | MI | DPP-2023 | East (ITC) | Study Not Started | NRIS | RAPSON | 150 | 150 | Wind | Wind Turbine |  |  | 150 | 150 | 0 | 0
J3646 | Active | 2024-04-17 |  |  | 2028-11-01 | ITC | St. Clair |  |  | MI | DPP-2023 | East (ITC) | Study Not Started | NRIS | ST. CLAIR | 220 | 220 | Battery Storage | Battery Storage |  |  | 220 | 220 | 0 | 0
J3647 | Withdrawn | 2024-04-15 | 2025-09-29 |  | 2028-11-15 | METC | Gratiot |  |  | MI | DPP-2023 | East (ITC) | Study Not Started | NRIS | NELSON ROAD | 220 | 220 | Battery Storage | Battery Storage |  |  | 0 | 0 | 0 | 0
J3648 | Withdrawn | 2024-04-18 | 2025-02-13 |  | 2028-08-01 | AMERICAN TRANSMISSION COMPANY | Baraga |  |  | MI | DPP-2023 | East (ATC) | Study Not Started | NRIS | Silver River - Perch Lake 138.0kV | 120 | 120 | Hybrid | Solar/Battery |  |  | 0 | 0 | 0 | 0
J3649 | Withdrawn | 2024-04-18 | 2025-03-28 |  | 2028-08-01 | AMERICAN TRANSMISSION COMPANY | Houghton |  |  | MI | DPP-2023 | East (ATC) | Study Not Started | NRIS | Winona | 200 | 200 | Hybrid | Solar/Battery |  |  | 0 | 0 | 0 | 0
J3650 | Active | 2024-04-15 |  |  | 2028-11-15 | METC | Genesee |  |  | MI | DPP-2023 | East (ITC) | Study Not Started | NRIS | BEVERIDGE | 150 | 150 | Battery Storage | Battery Storage |  |  | 150 | 150 | 0 | 0
J3651 | Active | 2024-04-16 |  |  | 2028-09-30 | METC | Lenawee |  |  | MI | DPP-2023 | East (ITC) | Study Not Started | NRIS | BEECHER - KNOWLES 138.0kV | 150 | 150 | Battery Storage | Battery Storage |  |  | 150 | 150 | 0 | 0
J3652 | Withdrawn | 2024-04-16 | 2025-12-23 |  | 2028-09-30 | METC | Lenawee |  |  | MI | DPP-2023 | East (ITC) | Study Not Started | NRIS | BEECHER - KNOWLES 138.0kV | 150 | 150 | Solar | Photovoltaic |  |  | 0 | 0 | 0 | 0
J3653 | Active | 2024-04-05 |  |  | 2028-06-01 | ITC | Washtenaw |  |  | MI | DPP-2023 | East (ITC) | Study Not Started | NRIS | Line tap on Superior-Wayne 120kV line at 42.275480, -83.628250 | 80 | 80 | Solar | Photovoltaic |  |  | 80 | 80 | 0 | 0
J3654 | Active | 2024-04-05 |  |  | 2028-06-01 | ITC | Washtenaw |  |  | MI | DPP-2023 | East (ITC) | Study Not Started | NRIS | Line tap on Superior-Wayne 120kV line at 42.275480, -83.628250 | 150 | 150 | Battery Storage | Battery Storage |  |  | 150 | 150 | 0 | 0
J3655 | Active | 2024-04-17 |  |  | 2028-04-01 | MIDAMERICAN ENERGY CO. MEC | Dallas |  |  | IA | DPP-2023 | West | Study Not Started | ERIS | OVERLAND TRAIL - FALLOW AVENUE 345.0kV | 200 | 200 | Wind | Wind Turbine |  |  | 200 | 0 | 0 | 0
J3656 | Pending Revision Approval | 2024-03-26 |  |  | 2028-06-30 | ITC | Saginaw |  |  | MI | DPP-2023 | East (ITC) | Study Not Started | NRIS | BAUER | 250 | 250 | Battery Storage | Battery Storage |  |  | 250 | 250 | 0 | 0
J3657 | Withdrawn | 2024-04-04 | 2025-10-06 |  | 2028-06-15 | ENTERGY MISSISSIPPI, LLC. | Washington |  |  | MS | DPP-2023 | South | Study Not Started | NRIS | Greer Solar substation J1458 | 50 | 50 | Solar | Photovoltaic |  |  | 0 | 0 | 0 | 0
J3658 | Withdrawn | 2024-03-25 | 2025-12-23 |  | 2028-06-30 | ENTERGY ARKANSAS, LLC | Clark |  |  | AR | DPP-2023 | South | Study Not Started | NRIS | GURDON - BEIRNE 115.0kV | 150 | 150 | Hybrid | Solar/Battery |  |  | 0 | 0 | 0 | 0
J3659 | Withdrawn | 2024-04-16 | 2025-12-23 |  | 2027-12-27 | CLECO POWER LLC | Avoyelles |  |  | LA | DPP-2023 | South | Study Not Started | ERIS | Yellow Bayou | 90.25 | 90.25 | Hybrid | Solar/Battery |  |  | 0 | 0 | 0 | 0
J3660 | Active | 2024-04-18 |  |  | 2028-06-30 | MIDAMERICAN ENERGY CO. MEC | Rock Island |  |  | IL | DPP-2023 | West | Study Not Started | NRIS | Oak Grove 161 kV sub | 200 | 200 | Battery Storage | Battery Storage |  |  | 200 | 200 | 0 | 0
J3661 | Withdrawn | 2024-04-14 | 2025-09-02 |  | 2028-09-01 | AMEREN MISSOURI | Henry |  |  | IA | DPP-2023 | West | Study Not Started | NRIS | 7MAYWOOD - 7SUB T 3 345.0kV | 300 | 300 | Wind | Wind Turbine |  |  | 0 | 0 | 0 | 0
J3662 | Withdrawn | 2024-04-13 | 2025-09-26 |  | 2028-09-15 | AMEREN ILLINOIS | Monroe |  |  | IL | DPP-2023 | Central | Study Not Started | NRIS | Valmeyer 138kV. | 200 | 200 | Battery Storage | Battery Storage |  |  | 0 | 0 | 0 | 0
J3663 | Withdrawn | 2024-04-13 | 2025-09-29 |  | 2028-09-01 | ENTERGY LOUISIANA, LLC | Morehouse |  |  | LA | DPP-2023 | South | Study Not Started | NRIS | OAK RIDGE (LA) - STERLINGTON 115 SWYD 115.0kV | 150 | 150 | Solar | Photovoltaic |  |  | 0 | 0 | 0 | 0
J3664 | Withdrawn | 2024-04-15 | 2025-09-30 |  | 2028-12-30 | NORTHERN INDIANA PUBLIC SERVICE COMPANY LLC | LaGrange |  |  | IN | DPP-2023 | Central | Study Not Started | NRIS | Other_ | 80 | 80 | Hybrid | Solar/Battery |  |  | 0 | 0 | 0 | 0
J3665 | Withdrawn | 2024-04-15 | 2025-09-30 |  | 2028-12-30 | SOUTHERN MINNESOTA MUNICIPAL POWER AGENCY | Redwood |  |  | MN | DPP-2023 | West | Study Not Started | NRIS | Redwood Falls Tap - Redwood Falls West 115.0kV | 100 | 100 | Battery Storage | Battery Storage |  |  | 0 | 0 | 0 | 0
J3666 | Active | 2024-04-17 |  |  | 2028-09-30 | INDIANAPOLIS POWER & LIGHT COMPANY | Morgan |  |  | IN | DPP-2023 | Central | Study Not Started | NRIS | Petersburg - Thompson 345.0kV | 263.7 | 263.7 | Gas | Combustion Turbine (Simple Cycle) |  |  | 263.7 | 263.7 | 0 | 0
J3667 | Withdrawn | 2024-04-18 | 2025-04-17 |  | 2028-12-31 | OTTER TAIL POWER COMPANY | Dickey |  |  | ND | DPP-2023 | West | Study Not Started | NRIS | Other_ | 200 | 200 | Wind | Wind Turbine |  |  | 0 | 0 | 0 | 0
J3668 | Withdrawn | 2024-04-18 | 2025-09-29 |  | 2028-05-31 | METC | Cheboygan |  |  | MI | DPP-2023 | East (ITC) | Study Not Started | NRIS | PORT CALCITE - RIGGSVILLE 138.0kV | 100 | 100 | Solar | Photovoltaic |  |  | 0 | 0 | 0 | 0
J3669 | Active | 2024-04-18 |  |  | 2028-02-01 | OTTER TAIL POWER COMPANY OTP | Stevens |  |  | MN | DPP-2023 | West | Study Not Started | ERIS | Big Stone South - Alexandria 345.0kV | 135 | 135 | Solar | Photovoltaic |  |  | 135 | 0 | 0 | 0
J3670 | Withdrawn | 2024-04-18 | 2025-03-13 |  | 2028-06-30 | AMEREN ILLINOIS | LaSalle |  |  | IL | DPP-2023 | Central | Study Not Started | NRIS | Corbin 138 kV | 100 | 100 | Battery Storage | Battery Storage |  |  | 0 | 0 | 0 | 0
J3671 | Withdrawn | 2024-04-18 | 2025-12-23 |  | 2027-07-27 | AMEREN ILLINOIS | Shelby |  |  | IL | DPP-2023 | Central | Study Not Started | NRIS | 4NEOGA 2 - 4SHELBYVL E 138.0kV | 120 | 120 | Solar | Photovoltaic |  |  | 0 | 0 | 0 | 0
J3672 | Active | 2024-04-18 |  |  | 2028-10-30 | OTTER TAIL POWER COMPANY OTP | Big Stone |  |  | MN | DPP-2023 | West | Study Not Started | NRIS | Big Stone South - Alexandira 345kV | 300 | 300 | Wind | Wind Turbine |  |  | 300 | 0 | 0 | 0
J3673 | Withdrawn | 2024-04-18 | 2025-12-23 |  | 2028-04-01 | NORTHERN INDIANA PUBLIC SERVICE COMPANY LLC | Newton |  |  | IN | DPP-2023 | Central | Study Not Started | ERIS | GOODLAND - MORRISON DITCH 138.0kV | 150 | 150 | Solar | Photovoltaic |  |  | 0 | 0 | 0 | 0
J3674 | Active | 2024-04-17 |  |  | 2028-09-01 | AMEREN ILLINOIS | Jasper |  |  | IL | DPP-2023 | Central | Study Not Started | NRIS | 4NEWTON - 4WISEMAN 138.0kV | 100 | 100 | Solar | Photovoltaic |  |  | 100 | 100 | 0 | 0
J3675 | Withdrawn | 2024-04-18 | 2025-09-29 |  | 2029-09-30 | OTTER TAIL POWER COMPANY | Greene |  |  | AR | DPP-2023 | South | Study Not Started | NRIS | SEDGEWICK SS - AECC LIGHT 115.0kV | 100 | 100 | Solar | Photovoltaic |  |  | 0 | 0 | 0 | 0
J3676 | Withdrawn | 2024-04-18 | 2025-12-23 |  | 2027-12-15 | WOLVERINE POWER SUPPLY COOPERATIVE | Otsego |  |  | MI | DPP-2023 | East (ITC) | Study Not Started | NRIS | Gaylord - Atlanta 138.0kV | 93 | 93 | Hybrid | Solar/Battery |  |  | 0 | 0 | 0 | 0
J3677 | Withdrawn | 2024-04-17 | 2025-09-16 |  | 2027-01-31 | DUKE ENERGY INDIANA, LLC | Daviess |  |  | IN | DPP-2023 | Central | Study Not Started | NRIS | Other_ | 148 | 148 | Solar | Photovoltaic |  |  | 0 | 0 | 0 | 0
J3678 | Withdrawn | 2024-04-18 | 2025-12-23 |  | 2027-09-10 | DUKE ENERGY INDIANA, LLC | Vermillion |  |  | IN | DPP-2023 | Central | Study Not Started | NRIS | CAYUGA 345 | 300 | 300 | Battery Storage | Battery Storage |  |  | 0 | 0 | 0 | 0
J3679 | Active | 2024-04-18 |  |  | 2028-01-31 | NORTHERN INDIANA PUBLIC SERVICE COMPANY LLC NIPS | LaPorte |  |  | IN | DPP-2023 | Central | Study Not Started | NRIS | BABCOCK - STILLWELL 345.0kV | 149 | 149 | Solar | Photovoltaic |  |  | 149 | 115 | 0 | 0
J3680 | Withdrawn | 2024-04-18 | 2025-12-23 |  | 2028-11-15 | ENTERGY MISSISSIPPI, LLC. | Scott |  |  | MS | DPP-2023 | South | Study Not Started | NRIS | PELAHATCHIE | 189 | 189 | Hybrid | Solar/Battery |  |  | 0 | 0 | 0 | 0
J3681 | Active | 2024-04-18 |  |  | 2028-04-01 | AMEREN ILLINOIS | McLean |  |  | IL | DPP-2023 | Central | Study Not Started | ERIS | 7CLINTON - 7BROKAW 345.0kV | 300 | 300 | Wind | Wind Turbine |  |  | 300 | 0 | 0 | 0
J3682 | Active | 2024-04-18 |  |  | 2028-04-01 | METC | Muskegon |  |  | MI | DPP-2023 | East (ITC) | Study Not Started | ERIS | FOUR MILE - WHITE ROAD 138.0kV | 150 | 150 | Solar | Photovoltaic |  |  | 150 | 0 | 0 | 0
J3683 | Withdrawn | 2024-04-17 | 2025-12-23 |  | 2028-09-01 | AMEREN ILLINOIS | Scott |  |  | IL | DPP-2023 | Central | Study Not Started | NRIS | 4BALLARD - 4MEREDOSA 138.0kV | 100 | 100 | Solar | Photovoltaic |  |  | 0 | 0 | 0 | 0
J3684 | Withdrawn | 2024-04-17 | 2025-04-22 |  | 2028-09-01 | AMEREN ILLINOIS | Morgan |  |  | IL | DPP-2023 | Central | Study Not Started | NRIS | 4JACK_IND N - 4YATES 138.0kV | 100 | 100 | Solar | Photovoltaic |  |  | 0 | 0 | 0 | 0
J3685 | Active | 2024-04-17 |  |  | 2028-09-01 | AMEREN ILLINOIS | Pike |  |  | IL | DPP-2023 | Central | Study Not Started | NRIS | 4HULL - 4MEPPEN T 138.0kV | 100 | 100 | Solar | Photovoltaic |  |  | 100 | 100 | 0 | 0
J3686 | Active | 2024-04-17 |  |  | 2028-09-01 | AMEREN ILLINOIS | Christian |  |  | IL | DPP-2023 | Central | Study Not Started | NRIS | 4AUSTIN - 4TAYLORVL 138.0kV | 190 | 190 | Solar | Photovoltaic |  |  | 190 | 0 | 0 | 0
J3687 | Active | 2024-04-16 |  |  | 2027-07-23 | AMEREN ILLINOIS | Fayette |  |  | IL | DPP-2023 | Central | Study Not Started | NRIS | 4OTEGO - 4KINMUNDY 138.0kV | 113 | 113 | Solar | Photovoltaic |  |  | 113 | 0 | 0 | 0
J3688 | Active | 2024-04-17 |  |  | 2028-09-30 | NORTHERN INDIANA PUBLIC SERVICE COMPANY LLC NIPS | White |  |  | IN | DPP-2023 | Central | Study Not Started | NRIS | Luse Road Substation | 100 | 100 | Battery Storage | Battery Storage |  |  | 100 | 100 | 0 | 0
J3689 | Withdrawn | 2024-04-16 | 2025-12-23 |  | 2028-09-30 | DUKE ENERGY INDIANA, LLC | Montgomery |  |  | IN | DPP-2023 | Central | Study Not Started | NRIS | Other_ | 200 | 200 | Battery Storage | Battery Storage |  |  | 0 | 0 | 0 | 0
J3690 | Withdrawn | 2024-04-16 | 2025-12-23 |  | 2028-09-30 | AMEREN MISSOURI | Scott |  |  | MO | DPP-2023 | Central | Study Not Started | NRIS | 5STODDARD - 5MORLEY (AECI) 161.0kV | 300 | 300 | Battery Storage | Battery Storage |  |  | 0 | 0 | 0 | 0
J3691 | Active | 2024-04-18 |  |  | 2028-05-31 | NORTHERN INDIANA PUBLIC SERVICE COMPANY LLC NIPS | White |  |  | IN | DPP-2023 | Central | Study Not Started | NRIS | REYNOLDS | 200 | 200 | Battery Storage | Battery Storage |  |  | 200 | 200 | 0 | 0
J3692 | Withdrawn | 2024-04-18 | 2025-09-29 |  | 2028-05-31 | METC | Cheboygan |  |  | MI | DPP-2023 | East (ITC) | Study Not Started | NRIS | PORT CALCITE - RIGGSVILLE 138.0kV | 100 | 100 | Battery Storage | Battery Storage |  |  | 0 | 0 | 0 | 0
J3693 | Withdrawn | 2024-04-17 | 2025-09-29 |  | 2026-10-01 | NORTHERN INDIANA PUBLIC SERVICE COMPANY LLC | Marshall |  |  | IN | DPP-2023 | Central | Study Not Started | NRIS | BURR OAK - LEESBURG 345.0kV | 300 | 300 | Battery Storage | Battery Storage |  |  | 0 | 0 | 0 | 0
J3694 | Withdrawn | 2024-04-17 | 2025-09-29 |  | 2026-10-01 | DUKE ENERGY INDIANA, LLC | Vermillion |  |  | IN | DPP-2023 | Central | Study Not Started | NRIS | Sugar Creek - Cayuga CT 345.0kV | 300 | 300 | Battery Storage | Battery Storage |  |  | 0 | 0 | 0 | 0
J3695 | Active | 2024-04-18 |  |  | 2028-09-30 | AMEREN ILLINOIS | Clark |  |  | IL | DPP-2023 | Central | Study Not Started | NRIS | 7CASEY - 7SNYDER 345.0kV | 150 | 150 | Battery Storage | Battery Storage |  |  | 150 | 150 | 0 | 0
J3696 | Active | 2024-04-15 |  |  | 2026-12-30 | METC | Montcalm |  |  | MI | DPP-2023 | East (ITC) | Study Not Started | NRIS | NELSON ROAD - VERGENNES 345.0kV | 225 | 225 | Battery Storage | Battery Storage |  |  | 225 | 225 | 0 | 0
J3697 | Withdrawn | 2024-04-17 | 2025-12-23 |  | 2028-05-01 | HOOSIER ENERGY | Jennings |  |  | IN | DPP-2023 | Central | Study Not Started | NRIS | Other_ | 44 | 44 | Battery Storage | Battery Storage |  |  | 0 | 0 | 0 | 0
J3698 | Withdrawn | 2024-04-18 | 2025-09-30 |  | 2028-10-16 | METC | Roscommon |  |  | MI | DPP-2023 | East (ITC) | Study Not Started | NRIS | HIGGINS - MIO DAM 138.0kV | 100 | 100 | Battery Storage | Battery Storage |  |  | 0 | 0 | 0 | 0
J3699 | Active | 2024-04-18 |  |  | 2028-04-01 | MIDAMERICAN ENERGY CO. MEC | Henry |  |  | IL | DPP-2023 | West | Study Not Started | NRIS | SUB 39 - OAK GROVE 345.0kV | 300 | 300 | Wind | Wind Turbine |  |  | 300 | 300 | 0 | 0
J3700 | Withdrawn | 2024-04-18 | 2025-12-23 |  | 2028-04-01 | AMEREN ILLINOIS | Champaign |  |  | IL | DPP-2023 | Central | Study Not Started | NRIS | 7BUNSONVILLE - 7SIDNEY 345.0kV | 300 | 300 | Wind | Wind Turbine |  |  | 0 | 0 | 0 | 0
J3701 | Active | 2024-04-18 |  |  | 2028-04-01 | MIDAMERICAN ENERGY CO. MEC | Taylor |  |  | IA | DPP-2023 | West | Study Not Started | ERIS | ORIENT - NORTHBORO 345.0kV | 400 | 400 | Wind | Wind Turbine |  |  | 400 | 0 | 0 | 0
J3702 | Active | 2024-03-27 |  |  | 2028-06-30 | NORTHERN STATES POWER COMPANY | Mitchell |  |  | IA | DPP-2023 | West | Study Not Started | NRIS | ADAMS | 180 | 180 | Wind | Wind Turbine |  |  | 180 | 180 | 0 | 0
J3703 | Active | 2024-03-25 |  |  | 2028-06-15 | MINNESOTA POWER INC. | Itasca |  |  | MN | DPP-2023 | West | Study Not Started | NRIS | Blackberry 230/115kV | 200 | 200 | Battery Storage | Battery Storage |  |  | 200 | 200 | 0 | 0
J3704 | Active | 2024-04-16 |  |  | 2028-09-30 | GREAT RIVER ENERGY | Redwood |  |  | MN | DPP-2023 | West | Study Not Started | NRIS | Cedar Mountain - Lyon County 345.0kV | 200 | 200 | Battery Storage | Battery Storage |  |  | 200 | 200 | 0 | 0
J3705 | Withdrawn | 2024-04-16 | 2025-09-24 |  | 2028-09-30 | GREAT RIVER ENERGY | Redwood |  |  | MN | DPP-2023 | West | Study Not Started | NRIS | Cedar Mountain - Lyon County 345.0kV | 200 | 200 | Wind | Wind Turbine |  |  | 0 | 0 | 0 | 0
J3706 | Withdrawn | 2024-04-18 | 2025-12-23 |  | 2030-05-31 | ENTERGY ARKANSAS, LLC | Mississippi |  |  | AR | DPP-2023 | South | Study Not Started | NRIS | GILMORE - WILSON 161.0kV | 150 | 150 | Wind | Wind Turbine |  |  | 0 | 0 | 0 | 0
J3707 | Withdrawn | 2024-04-16 | 2025-07-01 |  | 2027-09-15 | DUKE ENERGY INDIANA, LLC | Putnam |  |  | IN | DPP-2023 | Central | Study Not Started | NRIS | Other_ | 40 | 40 | Solar | Photovoltaic |  |  | 0 | 0 | 0 | 0
J3708 | Withdrawn | 2024-04-17 | 2025-09-24 |  | 2027-04-30 | ENTERGY TEXAS, INC. | Jefferson |  |  | TX | DPP-2023 | South | Study Not Started | NRIS | LEGEND | 735 | 770 | Gas | Combined-Cycle ‚Äì Steam Plant |  |  | 0 | 0 | 0 | 0
J3709 | Withdrawn | 2024-04-17 | 2025-12-23 |  | 2028-07-31 | INDIANAPOLIS POWER & LIGHT COMPANY | Marion |  |  | IN | DPP-2023 | Central | Study Not Started | NRIS | Georgetown | 47 | 47 | Battery Storage | Battery Storage |  |  | 0 | 0 | 0 | 0
J3710 | Withdrawn | 2024-04-18 | 2025-12-23 |  | 2028-07-31 | AMEREN ILLINOIS | Jersey |  |  | IL | DPP-2023 | Central | Study Not Started | NRIS | Jerseyville Northwest | 50 | 50 | Battery Storage | Battery Storage |  |  | 0 | 0 | 0 | 0
J3711 | Withdrawn | 2024-04-16 | 2025-12-23 |  | 2029-11-30 | ENTERGY ARKANSAS, LLC | Calhoun |  |  | AR | DPP-2023 | South | Study Not Started | NRIS | SHERIDAN EHV - EL DORADO EHV 500.0kV | 400 | 400 | Solar | Photovoltaic |  |  | 0 | 0 | 0 | 0
J3712 | Active | 2024-04-18 |  |  | 2028-04-01 | AMEREN TRANSMISSION COMPANY OF ILLINOIS | Peoria |  |  | IL | DPP-2023 | Central | Study Not Started | NRIS | 7FARGO - 7SANDBURG 345.0kV | 350 | 350 | Wind | Wind Turbine |  |  | 350 | 350 | 0 | 0
J3713 | Active | 2024-04-18 |  |  | 2028-04-01 | ITC MIDWEST | Wapello |  |  | IA | DPP-2023 | West | Study Not Started | ERIS | Ottumwa Generation - Woody 161kV | 200 | 200 | Wind | Wind Turbine |  |  | 200 | 0 | 0 | 0
J3714 | Withdrawn | 2024-04-17 | 2025-07-15 |  | 2028-04-01 | COOPERATIVE ENERGY | Scott |  |  | MS | DPP-2023 | South | Study Not Started | NRIS | Homewood 69 - Lake 69.0kV | 95 | 95 | Solar | Photovoltaic |  |  | 0 | 0 | 0 | 0
J3715 | Withdrawn | 2024-04-18 | 2025-12-23 |  | 2028-08-01 | HOOSIER ENERGY | Jackson |  |  | IN | DPP-2023 | Central | Study Not Started | NRIS | Other_ | 150 | 150 | Hybrid | Solar/Battery |  |  | 0 | 0 | 0 | 0
J3716 | Withdrawn | 2024-04-18 | 2025-09-24 |  | 2028-07-03 | ENTERGY MISSISSIPPI, LLC. | Holmes |  |  | MS | DPP-2023 | South | Study Not Started | NRIS | INDIANOLA 230/115 SUB - MCADAMS EHV 230.0kV | 199 | 199 | Solar | Photovoltaic |  |  | 0 | 0 | 0 | 0
J3717 | Withdrawn | 2024-04-18 | 2025-09-24 |  | 2028-07-03 | ENTERGY MISSISSIPPI, LLC. | Yalobusha |  |  | MS | DPP-2023 | South | Study Not Started | NRIS | ENID - TILLATOBA 230.0kV | 199 | 199 | Solar | Photovoltaic |  |  | 0 | 0 | 0 | 0
J3718 | Withdrawn | 2024-03-20 | 2025-12-24 |  | 2028-09-01 | AMEREN ILLINOIS | Greene |  |  | IL | DPP-2023 | Central | Study Not Started | NRIS | Roodhouse West | 200 | 200 | Solar | Photovoltaic |  |  | 200 | 200 | 0 | 0
J3719 | Active | 2024-03-20 |  |  | 2028-09-01 | DUKE ENERGY INDIANA, LLC CIN | Miami |  |  | IN | DPP-2023 | Central | Study Not Started | NRIS | Greentown - Walton. 230.0kV | 200 | 200 | Solar | Photovoltaic |  |  | 200 | 200 | 0 | 0
J3720 | Withdrawn | 2024-03-18 | 2025-12-23 |  | 2028-09-01 | AMEREN MISSOURI | Ralls |  |  | MO | DPP-2023 | Central | Study Not Started | NRIS | 5SPALDNG (AECI) - 5PENOCRK 161.0kV | 200 | 200 | Solar | Photovoltaic |  |  | 0 | 0 | 0 | 0
J3721 | Withdrawn | 2024-03-20 | 2025-12-23 |  | 2028-09-01 | AMEREN ILLINOIS | Spencer |  |  | IN | DPP-2023 | Central | Study Not Started | NRIS | Culley - Dubois 138.0kV | 200 | 200 | Solar | Photovoltaic |  |  | 0 | 0 | 0 | 0
J3722 | Active | 2024-03-27 |  |  | 2028-09-01 | METC | Hillsdale |  |  | MI | DPP-2023 | East (ITC) | Study Not Started | NRIS | COLDWATER - MOORE ROAD 138.0kV | 150 | 150 | Solar | Photovoltaic |  |  | 150 | 150 | 0 | 0
J3723 | Active | 2024-04-15 |  |  | 2028-09-01 | METC | Wexford |  |  | MI | DPP-2023 | East (ITC) | Study Not Started | NRIS | KEYSTONE - LUDINGTON 345.0kV | 300 | 300 | Solar | Photovoltaic |  |  | 300 | 300 | 0 | 0
J3724 | Active | 2024-04-16 |  |  | 2028-09-01 |  | Vigo |  |  | IN | DPP-2023 | Central | Study Not Started | NRIS | Sandford | 132 | 132 | Solar | Photovoltaic |  |  | 132 | 132 | 0 | 0
J3725 | Active | 2024-04-18 |  |  | 2028-09-01 | MIDAMERICAN ENERGY CO. MEC | Louisa |  |  | IA | DPP-2023 | West | Study Not Started | NRIS | SUB 93 LOUISA - SUB T HASKINS 345.0kV | 200 | 200 | Solar | Photovoltaic |  |  | 200 | 200 | 0 | 0
J3726 | Withdrawn | 2024-03-18 | 2025-12-23 |  | 2027-01-15 | BIG RIVERS ELECTRIC CORPORATION | Hancock |  |  | KY | DPP-2023 | Central | Study Not Started | NRIS | Skillman | 200 | 200 | Battery Storage | Battery Storage |  |  | 0 | 0 | 0 | 0
J3727 | Active | 2024-04-16 |  |  | 2028-06-30 | AMEREN ILLINOIS | Madison |  |  | IL | DPP-2023 | Central | Study Not Started | NRIS | Mississippi | 225 | 225 | Battery Storage | Battery Storage |  |  | 225 | 225 | 0 | 0
J3728 | Withdrawn | 2024-04-18 | 2025-09-30 |  | 2028-02-01 | Southern Illinois Power Cooperative | Franklin |  |  | IL | DPP-2023 | Central | Study Not Started | NRIS | Ameren E. West Frankfort - Franklin 138.0kV | 400 | 400 | Battery Storage | Battery Storage |  |  | 0 | 0 | 0 | 0
J3729 | Pending Revision Approval | 2024-04-18 |  |  | 2028-02-01 | AMEREN ILLINOIS | Franklin |  |  | IL | DPP-2023 | Central | Study Not Started | NRIS | Benton Northwest | 200 | 200 | Battery Storage | Battery Storage |  |  | 200 | 200 | 0 | 0
J3730 | Active | 2024-04-18 |  |  | 2028-08-01 | AMEREN ILLINOIS | Macoupin |  |  | IL | DPP-2023 | Central | Study Not Started | ERIS | MORO 345 kV Substation | 305 | 305 | Wind | Wind Turbine |  |  | 305 | 0 | 0 | 0
J3731 | Active | 2024-04-17 |  |  | 2027-01-31 | DUKE ENERGY INDIANA, LLC CIN | Knox |  |  | IN | DPP-2023 | Central | Study Not Started | NRIS | Edwardsport - Vincennes 138.0kV | 160 | 160 | Solar | Photovoltaic |  |  | 160 | 160 | 0 | 0
J3732 | Active | 2024-04-15 |  |  | 2026-12-30 | AMEREN ILLINOIS | Saline |  |  | IL | DPP-2023 | Central | Study Not Started | NRIS | Niles 138 kV (J1208/J1209) to be built near existing Harco Tap | 175 | 175 | Hybrid | Solar/Battery |  |  | 175 | 175 | 0 | 0
J3733 | Pending Transfer | 2024-05-25 |  |  | 2028-04-17 | DUKE ENERGY INDIANA, LLC CIN | Gibson |  |  | IN | DPP-2023 | Central | Study Not Started | NRIS | Oakland City - Old Ben Coal 138.0kV | 150 | 150 | Hybrid | Solar/Battery |  |  | 150 | 150 | 0 | 0
J3734 | Withdrawn | 2024-04-05 | 2025-09-24 |  | 2028-06-01 | ITC | Oakland |  |  | MI | DPP-2023 | East (ITC) | Study Not Started | NRIS | STRATFORD | 150 | 150 | Battery Storage | Battery Storage |  |  | 0 | 0 | 0 | 0
J3735 | Active | 2024-04-05 |  |  | 2028-06-01 | METC | Genesee |  |  | MI | DPP-2023 | East (ITC) | Study Not Started | NRIS | BEVERIDGE 138kV | 100 | 100 | Battery Storage | Battery Storage |  |  | 100 | 100 | 0 | 0
J3736 | Active | 2024-04-17 |  |  | 2027-12-03 | AMEREN MISSOURI | Osage |  |  | MO | DPP-2023 | Central | Study Not Started | NRIS | LOOSE CREEK | 100 | 100 | Battery Storage | Battery Storage |  |  | 100 | 100 | 0 | 0
J3737 | Withdrawn | 2024-04-18 | 2025-10-24 |  | 2028-06-01 | MIDAMERICAN ENERGY CO. | Mills |  |  | IA | DPP-2023 | West | Study Not Started | NRIS | HASTINGS | 100 | 100 | Battery Storage | Battery Storage |  |  | 0 | 0 | 0 | 0
J3738 | Withdrawn | 2024-04-18 | 2025-04-22 |  | 2026-12-09 | ENTERGY LOUISIANA, LLC | Vermilion |  |  | LA | DPP-2023 | South | Study Not Started | NRIS | Gueydan Entergy Power Station 69kV | 65 | 65 | Solar | Photovoltaic |  |  | 0 | 0 | 0 | 0
J3739 | Withdrawn | 2024-04-15 | 2025-12-23 |  | 2028-06-01 | AMEREN ILLINOIS | Warren |  |  | IL | DPP-2023 | Central | Study Not Started | NRIS | 138kV Line Tap Between Galesburg Monmouth Boulevard (BUS 348956) and Castro JCT (BUS 348917). Distan | 200 | 200 | Solar | Photovoltaic |  |  | 0 | 0 | 0 | 0
J3740 | Withdrawn | 2024-04-16 | 2025-07-01 |  | 2027-09-15 | DUKE ENERGY INDIANA, LLC | Putnam |  |  | IN | DPP-2023 | Central | Study Not Started | NRIS | Other_ | 40 | 40 | Solar | Photovoltaic |  |  | 0 | 0 | 0 | 0
J3741 | Withdrawn | 2024-04-18 | 2025-09-26 |  | 2028-09-30 | ENTERGY ARKANSAS, LLC | Cleveland |  |  | AR | DPP-2023 | South | Study Not Started | NRIS | WOODWARD 115 SUB - RISON 115.0kV | 155 | 155 | Solar | Photovoltaic |  |  | 0 | 0 | 0 | 0
J3742 | Active | 2024-06-06 |  |  | 2028-12-15 | OTTER TAIL POWER COMPANY OTP | Otter Tail |  |  | MN | DPP-2023 | West | Study Not Started | NRIS | Wahpeton - Fergus Falls 230.0kV | 160 | 160 | Hybrid | Solar/Battery |  |  | 160 | 160 | 0 | 0
J3743 | Active | 2024-04-12 |  |  | 2027-05-01 | ITC | Tuscola |  |  | MI | DPP-2023 | East (ITC) | Study Not Started | NRIS | ARROWHEAD | 175.5 | 175.5 | Wind | Wind Turbine |  |  | 175.5 | 175.5 | 0 | 0
J3744 | Withdrawn | 2024-04-18 | 2025-12-23 |  | 1995-10-23 | METC | Mason |  |  | MI | DPP-2023 | East (ITC) | Study Not Started | NRIS | MICHIGAN POWER - PEREMARQUETTE 138.0kV | 15 | 15 | Gas | Combined Cycle | Withdrawn | 1995-10-23 | 0 | 0 | 0 | 0
J3745 | Active | 2024-04-15 |  |  | 2028-07-01 | DUKE ENERGY INDIANA, LLC CIN | Dearborn |  |  | IN | DPP-2023 | Central | Study Not Started | NRIS | Sunman Weisburg | 150 | 150 | Hybrid | Solar/Battery |  |  | 150 | 150 | 0 | 0
J3746 | Withdrawn | 2024-04-18 | 2025-12-23 |  | 2028-03-01 | CLECO POWER LLC | Grant |  |  | LA | DPP-2023 | South | Study Not Started | NRIS | Rodemacher - Sherwood 230.0kV | 250 | 250 | Hybrid | Solar/Battery |  |  | 0 | 0 | 0 | 0
J3747 | Withdrawn | 2024-04-17 | 2025-12-23 |  | 2028-03-01 | ENTERGY ARKANSAS, LLC | Lonoke |  |  | AR | DPP-2023 | South | Study Not Started | NRIS | WHITE BLUFF EHV - KEO EHV 500.0kV | 300 | 300 | Hybrid | Solar/Battery |  |  | 0 | 0 | 0 | 0
J3748 | Withdrawn | 2024-04-18 | 2025-12-23 |  | 2028-03-01 | ENTERGY MISSISSIPPI, LLC. | Washington |  |  | MS | DPP-2023 | South | Study Not Started | NRIS | Gerald Andrus 230 kV | 200 | 200 | Hybrid | Solar/Battery |  |  | 0 | 0 | 0 | 0
J3749 | Active | 2024-04-11 |  |  | 2028-06-30 | NORTHERN STATES POWER COMPANY | Lyon |  |  | MN | DPP-2023 | West | Study Not Started | NRIS | LYON COUNTY | 200 | 200 | Wind | Wind Turbine |  |  | 200 | 200 | 0 | 0
J3750 | Active | 2024-04-18 |  |  | 2028-10-30 | MIDAMERICAN ENERGY CO. MEC | Mercer |  |  | IL | DPP-2023 | West | Study Not Started | NRIS | OAK GROVE - SANDBURG (AMRN) 345.0kV | 250 | 250 | Wind | Wind Turbine |  |  | 250 | 250 | 0 | 0
J3751 | Withdrawn | 2024-04-18 | 2025-12-23 |  | 2028-10-31 | AMEREN ILLINOIS | Madison |  |  | IL | DPP-2023 | Central | Study Not Started | NRIS | 7COFFEEN - 7ROXFORD 345.0kV | 236 | 236 | Wind | Wind Turbine |  |  | 0 | 0 | 0 | 0
J3752 | Withdrawn | 2024-04-18 | 2025-12-23 |  | 2028-10-01 | MINNESOTA POWER INC. | Aitkin |  |  | MN | DPP-2023 | West | Study Not Started | NRIS | Cromwell (GRE) - Riverton 115kV | 220 | 220 | Solar | Photovoltaic |  |  | 0 | 0 | 0 | 0
J3753 | Active | 2024-04-18 |  |  | 2028-09-15 | AMEREN TRANSMISSION COMPANY OF ILLINOIS | Iroquois |  |  | IL | DPP-2023 | Central | Study Not Started | NRIS | Other_ | 195.55 | 195.55 | Wind | Wind Turbine |  |  | 195.55 | 195.55 | 0 | 0
J3754 | Active | 2024-04-18 |  |  | 2028-09-15 | AMEREN TRANSMISSION COMPANY OF ILLINOIS | Iroquois |  |  | IL | DPP-2023 | Central | Study Not Started | NRIS | Other_ | 146.66 | 146.66 | Wind | Wind Turbine |  |  | 146.66 | 146.66 | 0 | 0
J3755 | Active | 2024-04-18 |  |  | 2028-09-15 | AMEREN TRANSMISSION COMPANY OF ILLINOIS | Iroquois |  |  | IL | DPP-2023 | Central | Study Not Started | NRIS | Other_ | 146.66 | 146.66 | Wind | Wind Turbine |  |  | 146.66 | 146.66 | 0 | 0
J3756 | Active | 2024-04-17 |  |  | 2019-01-21 | AMERICAN TRANSMISSION COMPANY | Marquette |  |  | MI | DPP-2023 | East (ATC) | Study Not Started | NRIS | Huron | 4.2 | 4.2 | Gas | Piston (Engine), Internal Combustion (Diesel) |  |  | 4.2 | 4.2 | 0 | 0
J3757 | Withdrawn | 2024-04-18 | 2025-03-13 |  | 2028-06-30 | ITC MIDWEST | Dubuque |  |  | IA | DPP-2023 | West | Study Not Started | NRIS | Salem 161kv | 100 | 100 | Battery Storage | Battery Storage |  |  | 0 | 0 | 0 | 0
J3758 | Active | 2024-04-18 |  |  | 2028-09-15 | AMEREN TRANSMISSION COMPANY OF ILLINOIS | Macon |  |  | MO | DPP-2023 | Central | Study Not Started | NRIS | Other_ | 300 | 300 | Solar | Photovoltaic |  |  | 300 | 300 | 0 | 0
J3759 | Withdrawn | 2024-04-01 | 2025-12-23 |  | 2027-04-30 | AMEREN ILLINOIS | Jasper |  |  | IL | DPP-2023 | Central | Study Not Started | NRIS | Newton Switchyard | 15 | 15 | Solar | Photovoltaic |  |  | 0 | 0 | 0 | 0
J3760 | Withdrawn | 2024-04-18 | 2025-12-23 |  | 2028-09-30 | ENTERGY MISSISSIPPI, LLC. | Richland |  |  | LA | DPP-2023 | South | Study Not Started | NRIS | BAXTER WILSON SES SWYD - PERRYVILLE 500 SWYD 500.0kV | 405 | 405 | Solar | Photovoltaic |  |  | 0 | 0 | 0 | 0
J3761 | Active | 2024-04-05 |  |  | 2027-11-01 | METC | Ogemaw |  |  | MI | DPP-2023 | East (ITC) | Study Not Started | NRIS | GALLAGHER - TWINING 138.0kV | 145.8 | 145.8 | Solar | Photovoltaic |  |  | 145.8 | 145.8 | 0 | 0
J3762 | Active | 2024-04-18 |  |  | 2028-08-01 | GREAT RIVER ENERGY | Clay |  |  | MN | DPP-2023 | West | Study Not Started | NRIS | ALEXANDRIA - BISON 345.0kV | 430 | 430 | Solar | Photovoltaic |  |  | 430 | 430 | 0 | 0
J3763 | Active | 2024-04-18 |  |  | 2026-06-01 | ITC | Wayne |  |  | MI | DPP-2023 | East (ITC) | Study Not Started | NRIS | DBGEN GIS | 7.5 | 7.5 | Waste Heat Recovery | Combined-Cycle ‚Äì Steam Plant |  |  | 7.5 | 7.5 | 0 | 0
J3764 | Active | 2024-04-18 |  |  | 2028-03-01 | ENTERGY MISSISSIPPI, LLC. EMTO | Madison |  |  | MS | DPP-2023 | South | Study Not Started | NRIS | Andes Substation 230 kV | 170 | 170 | Hybrid | Solar/Battery |  |  | 170 | 170 | 0 | 0
J3765 | Withdrawn | 2024-04-18 | 2025-09-26 |  | 2024-04-18 | ENTERGY LOUISIANA, LLC | St. James |  |  | LA | DPP-2023 | South | Study Not Started | ERIS | ST JAMES | 8 | 8 | Hybrid | Steam Turbine (including Nuclear, Geothermal and Solar Steam) |  |  | 0 | 0 | 0 | 0
J3766 | Withdrawn | 2024-04-18 | 2025-04-09 |  | 2026-10-30 | MIDAMERICAN ENERGY CO. | Pottawattamie |  |  | IA | DPP-2023 | West | Study Not Started | NRIS | ROLLING HILLS - PONY CREEK 345.0kV | 235 | 235 | Wind | Wind Turbine |  |  | 0 | 0 | 0 | 0
J3767 | Withdrawn | 2024-04-18 | 2025-09-23 |  | 2028-09-30 | HOOSIER ENERGY | Crawford |  |  | IN | DPP-2023 | Central | Study Not Started | NRIS | ECKERTY - BUECHLER 69.0kV | 38 | 38 | Solar | Photovoltaic |  |  | 0 | 0 | 0 | 0
J3768 | Withdrawn | 2024-04-10 | 2025-10-01 |  | 2028-08-01 | ENTERGY TEXAS, INC. | Walker |  |  | TX | DPP-2023 | South | Study Not Started | NRIS | ROCKY CREEK | 250 | 250 | Solar | Photovoltaic |  |  | 0 | 0 | 0 | 0
J3769 | Withdrawn | 2024-04-17 | 2025-12-23 |  | 2028-08-01 | WOLVERINE POWER SUPPLY COOPERATIVE | Saginaw |  |  | MI | DPP-2023 | East (ITC) | Study Not Started | NRIS | MURPHY - NELSON ROAD 345.0kV | 250 | 250 | Hybrid | Solar/Battery |  |  | 0 | 0 | 0 | 0
J3770 | Withdrawn | 2024-04-01 | 2025-12-23 |  | 2027-04-30 | AMEREN ILLINOIS | Randolph |  |  | IL | DPP-2023 | Central | Study Not Started | NRIS | The Baldwin 345kV substation found in the drop down. But please note the POI is same as J1202. The p | 45.8 | 45.8 | Solar | Photovoltaic |  |  | 0 | 0 | 0 | 0
J3771 | Withdrawn | 2024-04-17 | 2025-09-24 |  | 2028-09-30 | CLECO POWER LLC | Sabine |  |  | LA | DPP-2023 | South | Study Not Started | NRIS | Fisher - Many 138.0kV | 200 | 200 | Battery Storage | Battery Storage |  |  | 0 | 0 | 0 | 0
J3772 | Withdrawn | 2024-04-17 | 2025-12-23 |  | 2028-07-31 | ENTERGY MISSISSIPPI, LLC. | Panola |  |  | MS | DPP-2023 | South | Study Not Started | NRIS | BATESVILLE [MS] - MARKS 115.0kV | 100 | 100 | Solar | Photovoltaic |  |  | 0 | 0 | 0 | 0
J3773 | Withdrawn | 2024-04-17 | 2025-12-23 |  | 2028-07-31 | ENTERGY ARKANSAS, LLC | Drew |  |  | AR | DPP-2023 | South | Study Not Started | NRIS | MONTICELLO EAST - REED SS 115.0kV | 265 | 265 | Solar | Photovoltaic |  |  | 0 | 0 | 0 | 0
J3774 | Withdrawn | 2024-04-17 | 2025-12-23 |  | 2028-07-31 | ENTERGY MISSISSIPPI, LLC. | Sunflower |  |  | MS | DPP-2023 | South | Study Not Started | NRIS | INDIANOLA 230/115 SUB - TILLATOBA 230.0kV | 303 | 303 | Solar | Photovoltaic |  |  | 0 | 0 | 0 | 0
J3775 | Withdrawn | 2024-04-15 | 2025-09-30 |  | 2028-12-01 | ENTERGY ARKANSAS, LLC | Desha |  |  | AR | DPP-2023 | South | Study Not Started | NRIS | DUMAS - REED SS 115.0kV | 160 | 160 | Hybrid | Solar/Battery |  |  | 0 | 0 | 0 | 0
J3776 | Active | 2024-04-18 |  |  | 2028-09-30 | METC | Midland |  |  | MI | DPP-2023 | East (ITC) | Study Not Started | NRIS | TittabawASSEe | 150 | 150 | Battery Storage | Battery Storage |  |  | 150 | 150 | 0 | 0
J3777 | Active | 2024-04-12 |  |  | 2028-04-01 | METC | Cheboygan |  |  | MI | DPP-2023 | East (ITC) | Study Not Started | NRIS | MC GULPIN - RIGGSVILLE (MILL CREEK) 138.0kV | 91.8 | 91.8 | Solar | Photovoltaic |  |  | 91.8 | 91.8 | 0 | 0
J3778 | Withdrawn | 2024-04-15 | 2025-09-30 |  | 2028-08-15 | MISSOURI RIVER ENERGY SERVICES - TRANSMISSION | Otter Tail |  |  | MN | DPP-2023 | West | Study Not Started | NRIS | Fergus Falls MRES/WMMPA | 100 | 100 | Battery Storage | Battery Storage |  |  | 0 | 0 | 0 | 0
J3779 | Withdrawn | 2024-04-17 | 2025-08-13 |  | 2026-10-15 | SOUTHERN INDIANA GAS & ELECTRIC COMPANY D/B/A CENTERPOINT ENERGY INDIANA SOUTH | Henderson |  |  | KY | DPP-2023 | Central | Study Not Started | NRIS | AB Brown 345 - Reid EHV (BREC Terminal) 345.0kV | 100 | 100 | Wind | Wind Turbine |  |  | 0 | 0 | 0 | 0
J3780 | Active | 2024-04-18 |  |  | 2028-06-30 | ITC MIDWEST | Buchanan |  |  | IA | DPP-2023 | West | Study Not Started | NRIS | Hazleton | 205 | 205 | Battery Storage | Battery Storage |  |  | 200 | 200 | 0 | 0
J3781 | Active | 2024-04-18 |  |  | 2027-07-27 | ENTERGY LOUISIANA, LLC ELTO | Jefferson Davis |  |  | LA | DPP-2023 | South | Study Not Started | NRIS | HEBERT (SLEMCO) - HENNING 138.0kV | 150 | 150 | Solar | Photovoltaic |  |  | 150 | 150 | 0 | 0
J3782 | Active | 2024-04-18 |  |  | 2027-07-26 | METC | Saginaw |  |  | MI | DPP-2023 | East (ITC) | Study Not Started | NRIS | 18MURPHY | 180 | 180 | Battery Storage | Battery Storage |  |  | 180 | 180 | 0 | 0
J3783 | Withdrawn | 2024-04-18 | 2025-12-23 |  | 2028-01-01 | ENTERGY ARKANSAS, LLC | Cross |  |  | AR | DPP-2023 | South | Study Not Started | NRIS | AECC WYNNE EAST - PARKIN 161.0kV | 200 | 200 | Hybrid | Photovoltaic |  |  | 0 | 0 | 0 | 0
J3784 | Pending Revision Approval | 2024-04-18 |  |  | 2028-06-30 | AMERICAN TRANSMISSION COMPANY | Ozaukee |  |  | WI | DPP-2023 | East (ATC) | Study Not Started | NRIS | Saukville (Cedarsauk) | 200 | 200 | Battery Storage | Battery Storage |  |  | 200 | 200 | 0 | 0
J3785 | Pending Revision Approval | 2024-04-18 |  |  | 2028-06-30 | AMERICAN TRANSMISSION COMPANY | Kenosha |  |  | MI | DPP-2023 | East (ATC) | Study Not Started | NRIS | Pleasant Prairie | 200 | 200 | Battery Storage | Battery Storage |  |  | 200 | 200 | 0 | 0
J3786 | Withdrawn | 2024-04-18 | 2025-03-13 |  | 2028-06-30 | ITC | Washtenaw |  |  | MI | DPP-2023 | East (ITC) | Study Not Started | NRIS | Coventry 230kV | 200 | 200 | Battery Storage | Battery Storage |  |  | 0 | 0 | 0 | 0
J3787 | Active | 2024-04-16 |  |  | 2028-06-30 | OTTER TAIL POWER COMPANY OTP | Stutsman |  |  | ND | DPP-2023 | West | Study Not Started | NRIS | Jamestown 345 kV Substation | 247 | 247 | Solar | Photovoltaic |  |  | 247 | 247 | 0 | 0
J3788 | Withdrawn | 2024-04-17 | 2025-12-23 |  | 2028-01-01 | ENTERGY ARKANSAS, LLC | Grant |  |  | AR | DPP-2023 | South | Study Not Started | NRIS | AECC GRAPEVINE - CARTHAGE (AR) 115.0kV | 100 | 100 | Solar | Photovoltaic |  |  | 0 | 0 | 0 | 0
J3789 | Withdrawn | 2024-04-17 | 2025-02-13 |  | 2028-07-30 | DUKE ENERGY INDIANA, LLC | Hancock |  |  | IN | DPP-2023 | Central | Study Not Started | NRIS | FOUNTAINTOWN | 77 | 77 | Hybrid | Solar/Battery |  |  | 0 | 0 | 0 | 0
J3790 | Withdrawn | 2024-04-17 | 2025-12-23 |  | 2028-01-01 | ENTERGY ARKANSAS, LLC | Lee |  |  | AR | DPP-2023 | South | Study Not Started | NRIS | MARIANNA - WEST HELENA 115.0kV | 120 | 120 | Solar | Photovoltaic |  |  | 0 | 0 | 0 | 0
J3791 | Withdrawn | 2024-04-17 | 2025-09-16 |  | 2028-05-07 | SOUTHERN MINNESOTA MUNICIPAL POWER AGENCY | Houston |  |  | MN | DPP-2023 | West | Study Not Started | NRIS | Caledonia | 50 | 50 | Battery Storage | Battery Storage |  |  | 0 | 0 | 0 | 0
J3792 | Active | 2024-04-18 |  |  | 2028-04-01 | METC | Gratiot |  |  | MI | DPP-2023 | East (ITC) | Study Not Started | ERIS | ALMA - VESTABURG 138.0kV | 125 | 125 | Solar | Photovoltaic |  |  | 125 | 0 | 0 | 0
J3793 | Withdrawn | 2024-04-18 | 2025-12-23 |  | 2028-04-01 | CLECO POWER LLC | Rapides |  |  | LA | DPP-2023 | South | Study Not Started | ERIS | East Leesville - Rodemacher 230.0kV | 100 | 100 | Solar | Photovoltaic |  |  | 0 | 0 | 0 | 0
J3794 | Withdrawn | 2024-04-18 | 2025-09-25 |  | 2028-01-01 | BIG RIVERS ELECTRIC CORPORATION | Daviess |  |  | KY | DPP-2023 | Central | Study Not Started | NRIS | Daviess County - Utica 69.0kV | 50 | 50 | Hybrid | Solar/Battery |  |  | 0 | 0 | 0 | 0
J3795 | Withdrawn | 2024-04-18 | 2025-09-25 |  | 2028-01-01 | AMEREN TRANSMISSION COMPANY OF ILLINOIS | Knox |  |  | MO | DPP-2023 | Central | Study Not Started | NRIS | 7FABIUS - 7MAYWOOD 345.0kV | 91 | 91 | Hybrid | Solar/Battery |  |  | 0 | 0 | 0 | 0
J3796 | Withdrawn | 2024-04-17 | 2025-09-24 |  | 2028-11-30 | ENTERGY LOUISIANA, LLC | Calcasieu |  |  | LA | DPP-2023 | South | Study Not Started | NRIS | NELSON 230 SWYD | 735 | 770 | Gas | Combined-Cycle ‚Äì Steam Plant |  |  | 0 | 0 | 0 | 0
J3797 | Active | 2024-04-18 |  |  | 2028-03-31 | DUKE ENERGY INDIANA, LLC CIN | Edgar |  |  | IL | DPP-2023 | Central | Study Not Started | NRIS | 7KANSAS - 08SUGCRK 345.0kV | 141.23 | 141.23 | Solar | Photovoltaic |  |  | 141.23 | 109.8 | 0 | 0
J3798 | Active | 2024-03-27 |  |  | 2028-06-30 | ITC MIDWEST | Winnebago |  |  | IA | DPP-2023 | West | Study Not Started | NRIS | Bison - Colby 345kV | 320 | 320 | Wind | Wind Turbine |  |  | 320 | 320 | 0 | 0
J3799 | Pending Revision Approval | 2024-04-18 |  |  | 2030-04-01 | ITC | Livingston |  |  | MI | DPP-2025 | East (ITC) | Phase 1 | NRIS | BLACKFOOT - MADRID 345.0kV | 1452 | 1452 | Gas | Combined Cycle |  |  | 1452 | 1452 | 0 | 0
J3800 | Active | 2024-04-17 |  |  | 2019-01-21 | AMERICAN TRANSMISSION COMPANY | Baraga |  |  | MI | DPP-2023 | East (ATC) | Study Not Started | NRIS | Silver River | 1.8 | 1.8 | Gas | Piston (Engine), Internal Combustion (Diesel) |  |  | 1.8 | 1.8 | 0 | 0
J3801 | Active | 2024-04-18 |  |  | 2028-03-31 | MIDAMERICAN ENERGY CO. MEC | Mercer |  |  | IL | DPP-2023 | West | Study Not Started | NRIS | OAK GROVE - SANDBURG (AMRN) 345.0kV | 195.64 | 195.64 | Solar | Photovoltaic |  |  | 195.64 | 195.64 | 0 | 0
J3802 | Withdrawn | 2024-04-17 | 2025-09-30 |  | 2028-09-04 | ENTERGY ARKANSAS, LLC | Phillips |  |  | AR | DPP-2023 | South | Study Not Started | NRIS | RITCHIE SWYD - TARLETON 230.0kV | 300 | 300 | Solar | Photovoltaic |  |  | 0 | 0 | 0 | 0
J3803 | Active | 2024-04-18 |  |  | 2028-04-01 | ITC | Monroe |  |  | MI | DPP-2023 | East (ITC) | Study Not Started | NRIS | LEMOYNE - MAJESTIC 345.0kV | 200 | 200 | Solar | Photovoltaic |  |  | 200 | 200 | 0 | 0
J3804 | Withdrawn | 2024-04-18 | 2025-09-29 |  | 2028-06-30 | DUKE ENERGY INDIANA, LLC | Putnam |  |  | IN | DPP-2023 | Central | Study Not Started | NRIS | Edwardsport IGCC - Amo 345.0kV | 100 | 100 | Battery Storage | Battery Storage |  |  | 0 | 0 | 0 | 0
J3805 | Active | 2024-03-27 |  |  | 2027-09-01 | AMEREN ILLINOIS | Fayette |  |  | IL | DPP-2023 | Central | Study Not Started | NRIS | Coffeen North-Ramsey East-4557 | 250 | 250 | Solar | Photovoltaic |  |  | 250 | 250 | 0 | 0
J3806 | Withdrawn | 2024-04-16 | 2025-12-23 |  | 2028-06-01 | ENTERGY MISSISSIPPI, LLC. | Sunflower |  |  | MS | DPP-2023 | South | Study Not Started | NRIS | STEINER (CE) - SHAW SS (CE) 115.0kV | 100 | 100 | Solar | Photovoltaic |  |  | 0 | 0 | 0 | 0
J3807 | Withdrawn | 2024-04-09 | 2025-12-23 |  | 2028-08-01 | NORTHERN STATES POWER COMPANY | Goodhue |  |  | MN | DPP-2023 | West | Study Not Started | NRIS | Hampton - Prairie Island 345.0kV | 100 | 100 | Battery Storage | Battery Storage |  |  | 0 | 0 | 0 | 0
J3808 | Withdrawn | 2024-04-16 | 2025-09-30 |  | 2028-05-01 | MIDAMERICAN ENERGY CO. | Webster |  |  | IA | DPP-2023 | West | Study Not Started | NRIS | IRVINGTON - WEBSTER 345.0kV | 300 | 300 | Wind | Wind Turbine |  |  | 0 | 0 | 0 | 0
J3809 | Withdrawn | 2024-04-17 | 2026-06-03 |  | 2028-09-01 | AMEREN ILLINOIS | Mason |  |  | IL | DPP-2023 | Central | Study Not Started | NRIS | Winnebago | 199.99 | 199.99 | Wind | Wind Turbine |  |  | 0 | 0 | 0 | 0
J3810 | Withdrawn | 2024-04-17 | 2025-09-29 |  | 2026-10-01 | DUKE ENERGY INDIANA, LLC | Knox |  |  | IN | DPP-2023 | Central | Study Not Started | NRIS | Edwardsport IGCC - Amo 345.0kV | 300 | 300 | Battery Storage | Battery Storage |  |  | 0 | 0 | 0 | 0
J3811 | Active | 2024-04-18 |  |  | 2028-09-30 | AMEREN ILLINOIS | Clay |  |  | IL | DPP-2023 | Central | Study Not Started | NRIS | 4KINMUNDY S - 4TANNER 138.0kV | 200 | 200 | Solar | Photovoltaic |  |  | 200 | 200 | 0 | 0
J3812 | Withdrawn | 2024-04-18 | 2025-12-23 |  | 2028-01-01 | ENTERGY ARKANSAS, LLC | Phillips |  |  | AR | DPP-2023 | South | Study Not Started | NRIS | BALD KNOB T.E.T.C. P.S. #6 SS - AECC COFFEEVILLE 161.0kV | 158.59 | 158.59 | Solar | Solar/Battery |  |  | 0 | 0 | 0 | 0
J3813 | Withdrawn | 2024-04-18 | 2025-09-29 |  | 2028-06-30 | DUKE ENERGY INDIANA, LLC | Putnam |  |  | IN | DPP-2023 | Central | Study Not Started | NRIS | Edwardsport IGCC - Amo 345.0kV | 100 | 100 | Battery Storage | Battery Storage |  |  | 0 | 0 | 0 | 0
J3814 | Withdrawn | 2024-04-16 | 2025-12-23 |  | 2028-10-30 | ENTERGY ARKANSAS, LLC | Cross |  |  | AR | DPP-2023 | South | Study Not Started | NRIS-Only | FORREST CITY N SS - WYNNE SOUTH 161.0kV | 135 | 135 | Wind | Wind Turbine |  |  | 0 | 0 | 0 | 0
J3815 | Active | 2024-06-29 |  |  | 2026-10-22 | ENTERGY LOUISIANA, LLC ELTO | St. Charles |  |  | LA | DPP-2023 | South | Study Not Started | NRIS | Waterford 3 SWYD | 153.1 | 59.5 | Nuclear | Nuclear |  |  | 59.5 | 153.1 | 0 | 0
J3816 | Withdrawn | 2024-04-17 | 2025-12-23 |  | 2028-06-01 | METC | Saginaw |  |  | MI | DPP-2023 | East (ITC) | Study Not Started | NRIS | BULLOCK - SAGINAW RIVER 138.0kV | 100 | 100 | Battery Storage | Battery Storage |  |  | 0 | 0 | 0 | 0
J3817 | Withdrawn | 2024-04-11 | 2025-09-30 |  | 2028-08-17 | METC | Allegan |  |  | MI | DPP-2023 | East (ITC) | Study Not Started | NRIS | Other_ | 175 | 175 | Battery Storage | Battery Storage |  |  | 0 | 0 | 0 | 0
J3818 | Active | 2024-06-07 |  |  | 2028-03-01 | AMEREN ILLINOIS | Shelby |  |  | IL | DPP-2023 | Central | Study Not Started | ERIS | 4PANA 1 - 4SHELBYVL E 138.0kV | 40 | 40 | Solar | Photovoltaic |  |  | 40 | 0 | 0 | 0
J3819 | Withdrawn | 2024-04-18 | 2025-08-15 |  | 2027-05-01 | ENTERGY MISSISSIPPI, LLC. | Madison |  |  | MS | DPP-2023 | South | Study Not Started | NRIS | CATLETT - TINNIN ROAD 230.0kV | 36.1 | 36.1 | Solar | Photovoltaic |  |  | 0 | 0 | 0 | 0
J3820 | Active | 2024-04-16 |  |  | 2028-06-01 | AMEREN ILLINOIS | Hancock |  |  | IL | DPP-2023 | Central | Study Not Started | NRIS | LRTP Line | 127 | 127 | Wind | Wind Turbine |  |  | 127 | 127 | 0 | 0
J3821 | Withdrawn | 2024-04-18 | 2025-12-23 |  | 2028-08-01 | ENTERGY TEXAS, INC. | Walker |  |  | TX | DPP-2023 | South | Study Not Started | NRIS | RIVTRIN | 175 | 175 | Hybrid | Solar/Battery |  |  | 0 | 0 | 0 | 0
J3822 | Withdrawn | 2024-04-18 | 2025-12-23 |  | 2028-01-01 | ENTERGY LOUISIANA, LLC | Pointe Coupee |  |  | LA | DPP-2023 | South | Study Not Started | NRIS | DEVIN - LIVONIA 138.0kV | 139.58 | 139.58 | Solar | Photovoltaic |  |  | 0 | 0 | 0 | 0
J3823 | Withdrawn | 2024-04-12 | 2025-09-26 |  | 2028-09-30 | NORTHERN STATES POWER COMPANY | Watonwan |  |  | MN | DPP-2023 | West | Study Not Started | ERIS | Crandall - Fieldon 345.0kV | 300 | 300 | Solar | Photovoltaic |  |  | 0 | 0 | 0 | 0
J3824 | Withdrawn | 2024-04-18 | 2024-06-28 |  | 2028-09-30 | OTTER TAIL POWER COMPANY | Roberts |  |  | SD | DPP-2023 | West | Study Not Started | NRIS | Twin Brooks 345 kV Substation | 250 | 250 | Battery Storage | Battery Storage |  |  | 0 | 0 | 0 | 0
J3825 | Withdrawn | 2024-04-17 | 2025-09-24 |  | 2028-01-01 | ENTERGY MISSISSIPPI, LLC. | Hinds |  |  | MS | DPP-2023 | South | Study Not Started | NRIS | 230kV Greenacres Substation | 730 | 770 | Gas | Combined-Cycle ‚Äì Steam Plant |  |  | 0 | 0 | 0 | 0
J3826 | Withdrawn | 2025-10-27 | 2025-12-23 |  | 2026-11-01 | ENTERGY MISSISSIPPI, LLC. | Holmes |  |  | MS | DPP-2023 | South | Study Not Started | NRIS | 3Pickens | 198 | 198 | Solar | Photovoltaic |  |  | 0 | 0 | 0 | 0
J3827 | Active | 2024-04-18 |  |  | 2028-11-01 | AMERICAN TRANSMISSION COMPANY | Mackinac |  |  | MI | DPP-2025 | East (ATC) | Phase 1 | NRIS | Indian Lake - Hiawatha 138.0kV | 160 | 160 | Solar | Photovoltaic |  |  | 160 | 160 | 0 | 0
J3828 | Active | 2024-04-18 |  |  | 2028-11-01 | ITC | Lapeer |  |  | MI | DPP-2025 | East (ITC) | Phase 1 | NRIS | Other_ | 100 | 100 | Solar | Photovoltaic |  |  | 100 | 100 | 0 | 0
J3829 | Active | 2024-04-17 |  |  | 2028-12-01 | ENTERGY ARKANSAS, LLC EATO | Hot Spring |  |  | AR | DPP-2023 | South | Study Not Started | NRIS | ETTA | 770 | 770 | Gas | Combined-Cycle ‚Äì Steam Plant |  |  | 770 | 0 | 0 | 0
J3830 | Active | 2024-04-16 |  |  | 2028-06-01 | AMEREN ILLINOIS |  |  |  | IL | DPP-2023 | Central | Study Not Started | NRIS | Other_ | 225 | 225 | Wind | Wind Turbine |  |  | 225 | 225 | 0 | 0
J3831 | Withdrawn | 2024-10-08 | 2025-12-22 |  | 2029-06-01 | INDIANAPOLIS POWER & LIGHT COMPANY | Madison |  |  | IN | DPP-2025 | Central | Phase 1 | NRIS | Noblesville (Duke) - Fall Creek (AEP/PJM) 345.0kV | 215 | 240 | Hybrid | Combustion Turbine (Simple Cycle) |  |  | 0 | 0 | 0 | 0
J3832 | Withdrawn | 2024-07-30 | 2025-12-22 |  | 2028-04-05 | ITC | Macomb |  |  | MI | DPP-2025 | East (ITC) | Phase 1 | NRIS | Lenox 120kV Substation (Bus #264749) | 200 | 200 | Battery Storage | Battery Storage |  |  | 0 | 0 | 0 | 0
J3833 | Active | 2024-10-01 |  |  | 2028-09-01 | OTTER TAIL POWER COMPANY OTP | Cass |  |  | ND | DPP-2025 | West | Phase 1 | NRIS | Buffalo 115 kV | 200 | 200 | Wind | Wind Turbine |  |  | 200 | 200 | 0 | 0
J3834 | Withdrawn | 2024-09-19 | 2026-04-14 |  | 2026-10-01 | DUKE ENERGY INDIANA, LLC | Gibson |  |  | IN | DPP-2025 | Central | Phase 1 | NRIS | Gibson Sta - Francisco 345.0kV | 300 | 300 | Battery Storage | Battery Storage |  |  | 0 | 0 | 0 | 0
J3835 | Active | 2024-07-18 |  |  | 2028-11-01 | ITC | Saginaw |  |  | MI | DPP-2025 | East (ITC) | Phase 1 | NRIS | Other_ | 130 | 130 | Solar | Photovoltaic |  |  | 100 | 100 | 0 | 0
J3836 | Active | 2024-10-24 |  |  | 2028-10-06 | METC | Eaton |  |  | MI | DPP-2025 | East (ITC) | Phase 1 | NRIS | ONEIDA | 250 | 250 | Battery Storage | Battery Storage |  |  | 250 | 250 | 0 | 0
J3837 | Active | 2024-12-02 |  |  | 2029-06-01 | METC | Van Buren |  |  | MI | DPP-2025 | East (ITC) | Phase 1 | NRIS | ARGENTA - PALISADES 345.0kV | 200 | 200 | Solar | Photovoltaic |  |  | 200 | 200 | 0 | 0
J3838 | Active | 2024-04-18 |  |  | 2028-11-01 | METC | Ingham |  |  | MI | DPP-2025 | East (ITC) | Phase 1 | NRIS | DELHI - TOMPKINS 138.0kV | 225 | 225 | Solar | Photovoltaic |  |  | 135 | 135 | 0 | 0
J3839 | Withdrawn | 2024-05-31 | 2026-01-04 |  | 2028-07-03 | ENTERGY LOUISIANA, LLC | Union |  |  | LA | DPP-2025 | South | Phase 1 | NRIS | MARION SS (LAGEN) - HUTTIG SS 115.0kV | 50 | 50 | Hybrid | Solar/Battery |  |  | 0 | 0 | 0 | 0
J3840 | Active | 2024-12-31 |  |  | 2030-06-30 | CLECO POWER LLC CLEC | St. Landry |  |  | LA | DPP-2025 | South | Phase 1 | NRIS | Wells | 300 | 300 | Battery Storage | Battery Storage |  |  | 300 | 300 | 0 | 0
J3841 | Withdrawn | 2024-10-31 | 2025-09-11 |  | 2028-01-31 | ENTERGY MISSISSIPPI, LLC. | Richland |  |  | LA | DPP-2025 | South | Phase 1 | ERIS | Smalling 230kV Substation | 735 | 770 | Gas | Combined Cycle |  |  | 0 | 0 | 0 | 0
J3842 | Withdrawn | 2024-10-31 | 2025-09-11 |  | 2028-01-31 | ENTERGY MISSISSIPPI, LLC. | Richland |  |  | LA | DPP-2025 | South | Phase 1 | ERIS | Smalling 230kV Substation | 735 | 770 | Gas | Combined Cycle |  |  | 0 | 0 | 0 | 0
J3843 | Active | 2024-11-21 |  |  | 2027-11-01 | METC | Saginaw |  |  | MI | DPP-2025 | East (ITC) | Phase 1 | NRIS | GOSS - SLATE 345.0kV | 300 | 300 | Solar | Photovoltaic |  |  | 300 | 300 | 0 | 0
J3844 | Active | 2024-11-26 |  |  | 2029-04-01 | METC | St. Joseph |  |  | MI | DPP-2025 | East (ITC) | Phase 1 | NRIS | BATAVIA - MORROW 138.0kV | 150 | 150 | Solar | Photovoltaic |  |  | 150 | 150 | 0 | 0
J3845 | Withdrawn | 2024-11-27 | 2026-04-16 |  | 2029-02-09 | ITC | Monroe |  |  | MI | DPP-2025 | East (ITC) | Phase 1 | NRIS | BROWNSTOWN - ENRICO FERMI #3 345.0kV | 250 | 250 | Battery Storage | Battery Storage |  |  | 0 | 0 | 0 | 0
J3846 | Withdrawn | 2025-01-10 | 2026-04-14 |  | 2030-08-01 | NORTHERN INDIANA PUBLIC SERVICE COMPANY LLC | Newton |  |  | IN | DPP-2025 | Central | Phase 1 | NRIS | Other_ | 220 | 220 | Wind | Wind Turbine |  |  | 0 | 0 | 0 | 0
J3847 | Withdrawn | 2025-01-03 | 2026-04-14 |  | 2029-06-01 | AMEREN ILLINOIS | Jefferson |  |  | IL | DPP-2025 | Central | Phase 1 | NRIS | Walton Shell Substation 138KV | 200 | 200 | Solar | Photovoltaic |  |  | 0 | 0 | 0 | 0
J3848 | Active | 2024-12-31 |  |  | 2030-06-30 | DAIRYLAND POWER COOPERATIVE DPC | Wabasha |  |  | MN | DPP-2025 | West | Phase 1 | NRIS | Wabaco | 250 | 250 | Battery Storage | Battery Storage |  |  | 250 | 250 | 0 | 0
J3849 | Pending Revision Approval | 2024-12-31 |  |  | 2030-06-30 | ITC MIDWEST | Winnebago |  |  | IA | DPP-2025 | West | Phase 1 | NRIS | Bison - Colby 345kV | 200 | 200 | Wind | Wind Turbine |  |  | 200 | 200 | 0 | 0
J3850 | Withdrawn | 2024-12-31 | 2026-04-15 |  | 2030-06-30 | NORTHERN STATES POWER COMPANY | Pine |  |  | MN | DPP-2025 | West | Phase 1 | NRIS | ROCK CREEK | 150 | 150 | Solar | Photovoltaic |  |  | 0 | 0 | 0 | 0
J3851 | Withdrawn | 2024-12-31 | 2025-12-19 |  | 2030-06-30 | AMEREN ILLINOIS | McDonough |  |  | IL | DPP-2025 | Central | Phase 1 | NRIS | Macomb West | 200 | 200 | Battery Storage | Battery Storage |  |  | 0 | 0 | 0 | 0
J3852 | Withdrawn | 2024-12-31 | 2026-04-15 |  | 2030-06-30 | ITC | Tuscola |  |  | MI | DPP-2025 | East (ITC) | Phase 1 | NRIS | KIRK | 200 | 200 | Solar | Photovoltaic |  |  | 0 | 0 | 0 | 0
J3853 | Active | 2024-12-26 |  |  | 2029-06-01 | AMEREN ILLINOIS | Iroquois |  |  | IL | DPP-2025 | Central | Phase 1 | NRIS | Other_ | 300 | 300 | Wind | Wind Turbine |  |  | 300 | 300 | 0 | 0
J3854 | Withdrawn | 2024-12-26 | 2025-04-09 |  | 2028-01-03 | AMEREN ILLINOIS | Mason |  |  | IL | DPP-2025 | Central | Phase 1 | NRIS | 4PURO - 4HAVANA3 138.0kV | 44.33 | 44.33 | Wind | Wind Turbine |  |  | 0 | 0 | 0 | 0
J3855 | Withdrawn | 2024-12-26 | 2025-12-31 |  | 2028-03-01 | ENTERGY MISSISSIPPI, LLC. | Madison |  |  | MS | DPP-2025 | South | Phase 1 | ERIS | CANTON - PICKENS 230.0kV | 197.5 | 197.5 | Solar | Photovoltaic |  |  | 0 | 0 | 0 | 0
J3856 | Active | 2024-12-26 |  |  | 2030-04-01 | AMEREN ILLINOIS | Wabash |  |  | IL | DPP-2025 | Central | Phase 1 | NRIS | 08GIBSON (PSI) - 7ALBION 345.0kV | 235 | 235 | Wind | Wind Turbine |  |  | 235 | 153 | 0 | 0
J3857 | Withdrawn | 2024-12-26 | 2026-04-16 |  | 2030-04-01 | METC | Iosco |  |  | MI | DPP-2025 | East (ITC) | Phase 1 | NRIS | ALCONA - WHITTEMORE 138.0kV | 105 | 105 | Solar | Photovoltaic |  |  | 0 | 0 | 0 | 0
J3858 | Withdrawn | 2024-12-18 | 2026-07-22 |  | 2029-06-01 | ITC | Livingston |  |  | MI | DPP-2025 | East (ITC) | Phase 1 | NRIS | Madrid Substation 120 kV - Bus number 265650 | 110 | 110 | Solar | Photovoltaic |  |  | 0 | 0 | 0 | 0
J3859 | Pending Revision Approval | 2024-12-17 |  |  | 2028-10-01 | METC | Branch |  |  | MI | DPP-2025 | East (ITC) | Phase 1 | NRIS | Other_ | 200 | 200 | Solar | Photovoltaic |  |  | 200 | 200 | 0 | 0
J3860 | Active | 2025-01-27 |  |  | 2030-04-02 | AMEREN TRANSMISSION COMPANY OF ILLINOIS | Peoria |  |  | IL | DPP-2025 | Central | Phase 1 | NRIS | 7FARGO - 7SANDBURG 345.0kV | 500 | 500 | Wind | Wind Turbine |  |  | 300 | 300 | 0 | 0
J3861 | Withdrawn | 2024-12-13 | 2026-04-15 |  | 2028-07-28 | METC | Branch |  |  | MI | DPP-2025 | East (ITC) | Phase 1 | NRIS | WAGNER | 100 | 100 | Battery Storage | Battery Storage |  |  | 0 | 0 | 0 | 0
J3862 | Withdrawn | 2024-12-11 | 2025-08-20 |  | 2028-09-01 | OTTER TAIL POWER COMPANY | Deuel |  |  | SD | DPP-2025 | West | Phase 1 | NRIS | Astoria - Deuel County 345.0kV | 250 | 250 | Solar | Photovoltaic |  |  | 0 | 0 | 0 | 0
J3863 | Withdrawn | 2024-12-11 | 2025-07-07 |  | 2028-09-01 | MINNESOTA POWER INC. | Itasca |  |  | MN | DPP-2025 | West | Phase 1 | NRIS | Boswell 230 - Blackberry 230kV | 200 | 200 | Solar | Photovoltaic |  |  | 0 | 0 | 0 | 0
J3864 | Pending Revision Approval | 2024-12-09 |  |  | 2028-11-01 | METC | Shiawassee |  |  | MI | DPP-2025 | East (ITC) | Phase 1 | NRIS | GOSS - THETFORD 345.0kV | 230 | 230 | Wind | Wind Turbine |  |  | 230 | 230 | 0 | 0
J3865 | Pending Revision Approval | 2024-12-08 |  |  | 2028-11-01 | METC | Shiawassee |  |  | MI | DPP-2025 | East (ITC) | Phase 1 | NRIS | CORNELL - LAYTON 138.0kV | 250 | 250 | Wind | Wind Turbine |  |  | 250 | 250 | 0 | 0
J3866 | Pending Revision Approval | 2024-12-06 |  |  | 2028-11-01 | ITC | Lapeer |  |  | MI | DPP-2025 | East (ITC) | Phase 1 | NRIS | BENNET - GREENWOOD 120.0kV | 300 | 300 | Wind | Wind Turbine |  |  | 250 | 250 | 0 | 0
J3867 | Withdrawn | 2024-12-02 | 2025-12-29 |  | 2029-06-01 | AMEREN TRANSMISSION COMPANY OF ILLINOIS | Iroquois |  |  | IL | DPP-2025 | Central | Phase 1 | NRIS | Watseka | 200 | 200 | Solar | Photovoltaic |  |  | 0 | 0 | 0 | 0
J3868 | Withdrawn | 2024-12-02 | 2025-09-11 |  | 2029-06-01 | ENTERGY ARKANSAS, LLC | Sharp |  |  | AR | DPP-2025 | South | Phase 1 | NRIS | CAVE CITY | 100 | 100 | Solar | Photovoltaic |  |  | 0 | 0 | 0 | 0
J3869 | Withdrawn | 2024-12-02 | 2025-09-11 |  | 2029-06-01 | AMEREN MISSOURI | Pike |  |  | MO | DPP-2025 | Central | Phase 1 | NRIS | 5PIKE 1 - 5CALUMET 161.0kV | 150 | 150 | Solar | Photovoltaic |  |  | 0 | 0 | 0 | 0
J3870 | Active | 2024-12-23 |  |  | 2024-01-26 | DUKE ENERGY INDIANA, LLC CIN | Vigo |  |  | IN | DPP-2025 | Central | Phase 1 | NRIS | SUGAR CREEK | 87 | 87 | Gas | Combined Cycle |  | 2002-05-01 | 87 | 87 | 87 | 87
J3871 | Withdrawn | 2024-12-19 | 2025-09-24 |  | 2028-11-30 | ENTERGY LOUISIANA, LLC | St. Charles |  |  | LA | DPP-2025 | South | Phase 1 | NRIS | WATERFORD 500 SS | 735 | 770 | Gas | Combined-Cycle ‚Äì Steam Plant |  |  | 0 | 0 | 0 | 0
J3872 | Active | 2025-01-27 |  |  | 2029-01-05 | ITC | Wayne |  |  | MI | DPP-2025 | East (ITC) | Phase 1 | NRIS | RIVER ROUGE | 350 | 350 | Battery Storage | Battery Storage |  |  | 350 | 350 | 0 | 0
J3873 | Pending Revision Approval | 2024-12-19 |  |  | 2029-06-01 | HOOSIER ENERGY | Gibson |  |  | IN | DPP-2025 | Central | Phase 1 | NRIS | Owensville Primary | 200 | 200 | Battery Storage | Battery Storage |  |  | 200 | 200 | 0 | 0
J3874 | Active | 2024-12-19 |  |  | 2028-11-01 | ENTERGY ARKANSAS, LLC EATO | Union |  |  | AR | DPP-2025 | South | Phase 1 | ERIS | White Bluff EHV | 770 | 770 | Gas | Combined-Cycle ‚Äì Steam Plant |  |  | 770 | 0 | 0 | 0
J3875 | Withdrawn | 2025-02-06 | 2025-12-31 |  | 2030-09-30 | METC | Lapeer |  |  | MI | DPP-2025 | East (ITC) | Phase 1 | NRIS | Other_ | 50 | 50 | Battery Storage | Battery Storage |  |  | 0 | 0 | 0 | 0
J3876 | Withdrawn | 2025-02-06 | 2025-12-31 |  | 2030-09-30 | ITC | Lapeer |  |  | MI | DPP-2025 | East (ITC) | Phase 1 | NRIS | Other_ | 150 | 150 | Solar | Photovoltaic |  |  | 0 | 0 | 0 | 0
J3877 | Withdrawn | 2025-01-03 | 2026-01-05 |  | 2029-06-01 | DUKE ENERGY INDIANA, LLC | Pike |  |  | IN | DPP-2025 | Central | Phase 1 | NRIS | Other_ | 160 | 160 | Solar | Photovoltaic |  |  | 0 | 0 | 0 | 0
J3878 | Withdrawn | 2024-12-19 | 2026-01-05 |  | 2029-06-01 | AMEREN ILLINOIS | Jefferson |  |  | IL | DPP-2025 | Central | Phase 1 | NRIS | 7PR STATE - 7MTVERNW 345.0kV | 300 | 300 | Solar | Photovoltaic |  |  | 0 | 0 | 0 | 0
J3879 | Active | 2024-05-28 |  |  | 2030-08-01 | DUKE ENERGY INDIANA, LLC CIN | Jackson |  |  | IN | DPP-2025 | Central | Phase 1 | NRIS | Cayuga - Hillsdale North 230.0kV | 200 | 200 | Hybrid | Solar/Battery |  |  | 200 | 200 | 0 | 0
J3880 | Withdrawn | 2025-02-10 | 2026-04-14 |  | 2030-09-30 | AMEREN ILLINOIS | Clay |  |  | IL | DPP-2025 | Central | Phase 1 | NRIS | 7NEWTON - 7TANNER 345.0kV | 200 | 200 | Solar | Photovoltaic |  |  | 0 | 0 | 0 | 0
J3881 | Withdrawn | 2025-02-10 | 2026-04-14 |  | 2030-09-30 | AMEREN ILLINOIS | Clay |  |  | IL | DPP-2025 | Central | Phase 1 | NRIS | 7NEWTON - 7TANNER 345.0kV | 200 | 200 | Battery Storage | Battery Storage |  |  | 0 | 0 | 0 | 0
J3882 | Active | 2025-02-10 |  |  | 2030-09-30 | AMEREN ILLINOIS | Crawford |  |  | IL | DPP-2025 | Central | Phase 1 | NRIS | 4HUTSONVL - 4HEATH 138.0kV | 250 | 250 | Solar | Photovoltaic |  |  | 250 | 250 | 0 | 0
J3883 | Withdrawn | 2025-02-10 | 2026-04-14 |  | 2030-09-30 | AMEREN ILLINOIS | Crawford |  |  | IL | DPP-2025 | Central | Phase 1 | NRIS | 4HUTSONVL - 4HEATH 138.0kV | 250 | 250 | Battery Storage | Battery Storage |  |  | 0 | 0 | 0 | 0
J3884 | Withdrawn | 2025-02-09 | 2026-04-15 |  | 2030-09-30 | GREAT RIVER ENERGY | Benton |  |  | MN | DPP-2025 | West | Phase 1 | NRIS | BENTON COUNTY 345 - START DBL CKT W/EW LINE 345.0kV | 300 | 300 | Solar | Photovoltaic |  |  | 0 | 0 | 0 | 0
J3885 | Withdrawn | 2025-02-25 | 2026-01-05 |  | 2030-09-30 | ENTERGY LOUISIANA, LLC | Morehouse |  |  | LA | DPP-2025 | South | Phase 1 | NRIS | STERLINGTON 115 SWYD - AECC MERIDIAN 115.0kV | 200 | 200 | Solar | Photovoltaic |  |  | 0 | 0 | 0 | 0
J3886 | Withdrawn | 2025-02-11 | 2026-04-15 |  | 2030-04-01 | OTTER TAIL POWER COMPANY | Swift |  |  | MN | DPP-2025 | West | Phase 1 | NRIS | Big Stone South - Alexandria 345kV | 300 | 300 | Wind | Wind Turbine |  |  | 0 | 0 | 0 | 0
J3887 | Withdrawn | 2025-01-10 | 2026-02-20 |  | 2030-12-31 | METC | Montcalm |  |  | MI | DPP-2025 | East (ITC) | Phase 1 | NRIS | KENOWA - NELSON ROAD 345.0kV | 300 | 300 | Wind | Wind Turbine |  |  | 0 | 0 | 0 | 0
J3888 | Withdrawn | 2025-02-06 | 2026-04-15 |  | 2030-09-12 | ENTERGY ARKANSAS, LLC | Union |  |  | AR | DPP-2025 | South | Phase 1 | NRIS | EL DORADO EHV - SAREPTA 345/115 SS 345.0kV | 150 | 150 | Solar | Photovoltaic |  |  | 0 | 0 | 0 | 0
J3889 | Withdrawn | 2025-02-06 | 2026-04-15 |  | 2030-09-12 | ENTERGY ARKANSAS, LLC | Union |  |  | AR | DPP-2025 | South | Phase 1 | NRIS | EL DORADO EHV - SAREPTA 345/115 SS 345.0kV | 350 | 350 | Solar | Photovoltaic |  |  | 0 | 0 | 0 | 0
J3891 | Withdrawn | 2025-01-31 | 2026-04-16 |  | 2030-09-01 | ENTERGY ARKANSAS, LLC | Pope |  |  | AR | DPP-2025 | South | Phase 1 | NRIS | ATKINS | 200 | 200 | Solar | Photovoltaic |  |  | 0 | 0 | 0 | 0
J3892 | Withdrawn | 2025-01-29 | 2026-04-14 |  | 2028-09-15 | CITY WATER LIGHT & POWER | Sangamon |  |  | IL | DPP-2025 | Central | Phase 1 | NRIS | 343506 Eastdale | 50 | 50 | Battery Storage | Battery Storage |  |  | 0 | 0 | 0 | 0
J3893 | Withdrawn | 2025-02-20 | 2026-01-05 |  | 2030-09-30 | ENTERGY ARKANSAS, LLC | Phillips |  |  | AR | DPP-2025 | South | Phase 1 | NRIS | AECC AUBREY - RITCHIE SWYD 230.0kV | 214 | 214 | Solar | Photovoltaic |  |  | 0 | 0 | 0 | 0
J3894 | Active | 2025-02-14 |  |  | 2030-05-01 | GREAT RIVER ENERGY | Lyon |  |  | MN | DPP-2025 | West | Phase 1 | NRIS | Lyon County - Brookings County 345.0kV | 250 | 250 | Battery Storage | Battery Storage |  |  | 250 | 250 | 0 | 0
J3895 | Withdrawn | 2025-02-07 | 2026-04-15 |  | 2028-06-01 | METC | Muskegon |  |  | MI | DPP-2025 | East (ITC) | Phase 1 | NRIS | KENOWA - LUDINGTON 345.0kV | 199.72 | 199.72 | Wind | Wind Turbine |  |  | 0 | 0 | 0 | 0
J3896 | Active | 2025-02-07 |  |  | 2030-09-01 | DUKE ENERGY INDIANA, LLC CIN | Knox |  |  | IN | DPP-2025 | Central | Phase 1 | NRIS | Gibson Sta - Bedford 345 345.0kV | 70 | 70 | Solar | Photovoltaic |  |  | 70 | 70 | 0 | 0
J3897 | Withdrawn | 2025-02-07 | 2026-04-14 |  | 2030-09-01 | DUKE ENERGY INDIANA, LLC | Knox |  |  | IN | DPP-2025 | Central | Phase 1 | NRIS | Gibson Sta - Bedford 345 345.0kV | 60 | 60 | Solar | Photovoltaic |  |  | 0 | 0 | 0 | 0
J3898 | Active | 2025-02-14 |  |  | 2030-05-01 | ITC MIDWEST | Howard |  |  | IA | DPP-2025 | West | Phase 1 | NRIS | MITCHELL COUNTY (ITCM) - HAZLETON (ITCM) 345.0kV | 155 | 155 | Wind | Wind Turbine |  |  | 155 | 155 | 0 | 0
J3899 | Active | 2024-12-03 |  |  | 2027-11-07 | AMEREN ILLINOIS | Putnam |  |  | IL | DPP-2025 | Central | Phase 1 | NRIS | Other_ | 100 | 100 | Solar | Photovoltaic |  |  | 100 | 100 | 0 | 0
J3900 | Withdrawn | 2024-12-26 | 2026-04-16 |  | 2030-04-01 | ENTERGY MISSISSIPPI, LLC. | Sunflower |  |  | MS | DPP-2025 | South | Phase 1 | NRIS | INDIANOLA 230/115 SUB - TILLATOBA 230.0kV | 163 | 163 | Wind | Wind Turbine |  |  | 0 | 0 | 0 | 0
J3901 | Withdrawn | 2025-01-17 | 2026-04-14 |  | 2030-04-01 | AMEREN ILLINOIS | Shelby |  |  | IL | DPP-2025 | Central | Phase 1 | NRIS | 4MATOONW S - 4NEOGA 3 138.0kV | 300 | 300 | Wind | Wind Turbine |  |  | 0 | 0 | 0 | 0
J3902 | Active | 2025-02-06 |  |  | 2028-06-01 | ENTERGY TEXAS, INC. ETTO | Jefferson |  |  | TX | DPP-2025 | South | Phase 1 | NRIS | STOWELL | 288.5 | 288.5 | Wind | Wind Turbine |  |  | 218.94 | 218.94 | 0 | 0
J3903 | Active | 2025-02-19 |  |  | 2029-03-30 | SOUTHERN MINNESOTA MUNICIPAL POWER AGENCY | Mower |  |  | MN | DPP-2025 | West | Phase 1 | ERIS | North Austin - Adams (ITC) 161.0kV | 185 | 185 | Solar | Photovoltaic |  |  | 185 | 0 | 0 | 0
J3904 | Active | 2025-03-12 |  |  | 2030-05-01 | AMEREN ILLINOIS | Tazewell |  |  | IL | DPP-2025 | Central | Phase 1 | NRIS | Other_ | 175 | 175 | Battery Storage | Battery Storage |  |  | 175 | 175 | 0 | 0
J3905 | Active | 2025-03-12 |  |  | 2030-05-01 | AMEREN ILLINOIS | Tazewell |  |  | IL | DPP-2025 | Central | Phase 1 | NRIS | Other_ | 175 | 175 | Wind | Wind Turbine |  |  | 175 | 175 | 0 | 0
J3906 | Withdrawn | 2025-03-12 | 2026-01-05 |  | 2030-05-01 | AMEREN MISSOURI | Stoddard |  |  | MO | DPP-2025 | Central | Phase 1 | NRIS | 5STODDARD - 5MORLEY (AECI) 161.0kV | 140 | 140 | Hybrid | Battery Storage |  |  | 0 | 0 | 0 | 0
J3907 | Active | 2025-03-11 |  |  | 2030-05-01 | AMEREN ILLINOIS | Stark |  |  | IL | DPP-2025 | Central | Phase 1 | NRIS | 4BUREAU - 4EKEWANEE N 138.0kV | 200 | 200 | Hybrid | Wind Turbine |  |  | 200 | 150 | 0 | 0
J3908 | Active | 2025-03-10 |  |  | 2025-04-30 | METC | St. Joseph |  |  | MI | DPP-2026 | East (ITC) |  | NRIS | BATAVIA - MORROW 138.0kV | 196 | 196 | Solar | Photovoltaic |  |  | 0 | 0 | 0 | 0
J3909 | Withdrawn | 2025-02-28 | 2026-04-17 |  | 2030-05-01 | METC | Gratiot |  |  | MI | DPP-2025 | East (ITC) | Phase 1 | NRIS | ALMA - VESTABURG 138.0kV | 175 | 175 | Hybrid | Wind Turbine |  |  | 0 | 0 | 0 | 0
J3910 | Active | 2025-02-28 |  |  | 2030-05-01 | NORTHERN INDIANA PUBLIC SERVICE COMPANY LLC NIPS | Newton |  |  | IN | DPP-2025 | Central | Phase 1 | NRIS | Other_ | 300 | 300 | Hybrid | Wind Turbine |  |  | 300 | 300 | 0 | 0
J3911 | Active | 2025-02-25 |  |  | 2030-06-01 | MIDAMERICAN ENERGY CO. MEC | Louisa |  |  | IA | DPP-2025 | West | Phase 1 | NRIS | SUB 93 LOUISA - SUB T HASKINS 345.0kV | 250 | 250 | Solar | Photovoltaic |  |  | 250 | 250 | 0 | 0
J3912 | Withdrawn | 2025-02-21 | 2026-01-02 |  | 2030-06-01 | NORTHERN STATES POWER COMPANY | Chippewa |  |  | WI | DPP-2025 | West | Phase 1 | NRIS | Red Cedar - Wheaton 56 161.0kV | 150 | 150 | Solar | Photovoltaic |  |  | 0 | 0 | 0 | 0
J3913 | Withdrawn | 2024-10-25 | 2026-04-15 |  | 2030-09-02 | ENTERGY MISSISSIPPI, LLC. | Amite |  |  | MS | DPP-2025 | South | Phase 1 | NRIS | GLOSTER - LIBERTY 115.0kV | 140 | 140 | Solar | Photovoltaic |  |  | 0 | 0 | 0 | 0
J3914 | Withdrawn | 2024-10-25 | 2026-04-15 |  | 2030-09-02 | ENTERGY LOUISIANA, LLC | Jefferson Davis |  |  | LA | DPP-2025 | South | Phase 1 | NRIS | COMPTON CO | 85 | 85 | Solar | Photovoltaic |  |  | 0 | 0 | 0 | 0
J3915 | Withdrawn | 2024-10-25 | 2025-10-28 |  | 2030-09-02 | COOPERATIVE ENERGY | Perry |  |  | MS | DPP-2025 | South | Phase 1 | E-NRIS | Purvis Bulk 161 - Hintonville 161 161.0kV | 125 | 125 | Solar | Photovoltaic |  |  | 0 | 0 | 0 | 0
J3916 | Active | 2024-10-25 |  |  | 2030-09-02 | AMEREN ILLINOIS | Saline |  |  | IL | DPP-2025 | Central | Phase 1 | NRIS | 4HARCO - 4MUDDY 138.0kV | 100 | 100 | Solar | Photovoltaic |  |  | 100 | 100 | 0 | 0
J3917 | Withdrawn | 2024-11-20 | 2026-04-15 |  | 2029-06-01 | ENTERGY ARKANSAS, LLC | Columbia |  |  | AR | DPP-2025 | South | Phase 1 | NRIS | SPRINGHILL - TAYLOR 115.0kV | 100 | 100 | Solar | Photovoltaic |  |  | 0 | 0 | 0 | 0
J3918 | Active | 2025-02-06 |  |  | 2028-06-01 | AMEREN ILLINOIS | Champaign |  |  | IL | DPP-2025 | Central | Phase 1 | NRIS | 4RANTOUL - 4RISING 138.0kV | 138.38 | 138.38 | Wind | Wind Turbine |  |  | 138.38 | 138.38 | 0 | 0
J3919 | Withdrawn | 2025-03-07 | 2026-04-14 |  | 2030-11-01 | AMEREN MISSOURI | Lincoln |  |  | MO | DPP-2025 | Central | Phase 1 | NRIS | Other_ | 200 | 200 | Solar | Photovoltaic |  |  | 0 | 0 | 0 | 0
J3920 | Withdrawn | 2025-03-10 | 2026-01-05 |  | 2030-05-01 | MIDAMERICAN ENERGY CO. | Clay |  |  | IA | DPP-2025 | West | Phase 1 | ERIS | Other_ | 300 | 300 | Wind | Wind Turbine |  |  | 0 | 0 | 0 | 0
J3921 | Withdrawn | 2025-03-07 | 2025-12-23 |  | 2027-09-01 | MIDAMERICAN ENERGY CO. | Jasper |  |  | IA | DPP-2025 | West | Phase 1 | NRIS | BONDURANT - MONTEZUMA 345.0kV | 150 | 150 | Solar | Photovoltaic |  |  | 0 | 0 | 0 | 0
J3922 | Pending Revision Approval | 2025-03-04 |  |  | 2030-03-01 | METC | Branch |  |  | MI | DPP-2025 | East (ITC) | Phase 1 | NRIS | HIPLE | 1445 | 1445 | Gas | Combined Cycle |  |  | 1445 | 1445 | 0 | 0
J3923 | Active | 2025-02-28 |  |  | 2030-03-01 | ITC | Washtenaw |  |  | MI | DPP-2025 | East (ITC) | Phase 1 | NRIS | Majestic-Milan 345 kV Line | 1414 | 1414 | Gas | Combined Cycle |  |  | 1414 | 1414 | 0 | 0
J3924 | Active | 2025-03-05 |  |  | 2030-10-01 | METC | Branch |  |  | MI | DPP-2026 | East (ITC) |  | NRIS | COLDWATER - MOORE ROAD 138.0kV | 80 | 80 | Battery Storage | Battery Storage |  |  | 0 | 0 | 0 | 0
J3925 | Active | 2025-02-07 |  |  | 2030-09-01 | DUKE ENERGY INDIANA, LLC CIN | Knox |  |  | IN | DPP-2025 | Central | Phase 1 | NRIS | Gibson Sta - Bedford 345 345.0kV | 70 | 70 | Solar | Photovoltaic |  |  | 70 | 70 | 0 | 0
J3926 | Active | 2025-03-13 |  |  | 2030-05-01 | MIDAMERICAN ENERGY CO. MEC | Webster |  |  | IA | DPP-2025 | West | Phase 1 | NRIS | Grimes - Lehigh 345kV | 170 | 170 | Wind | Wind Turbine |  |  | 170 | 170 | 0 | 0
J3927 | Withdrawn | 2025-02-24 | 2025-12-23 |  | 2028-09-01 | AMERICAN TRANSMISSION COMPANY | Sheboygan |  |  | WI | DPP-2025 | East (ATC) | Phase 1 | NRIS | SHEBOYGAN FALLS STATION 138 KV | 150 | 150 | Solar | Photovoltaic |  |  | 0 | 0 | 0 | 0
J3928 | Withdrawn | 2025-01-31 | 2026-04-15 |  | 2030-10-30 | METC | Bay |  |  | MI | DPP-2025 | East (ITC) | Phase 1 | NRIS | TITTABAWASSEE 345kV- GALLEGHER 345kV | 200 | 200 | Wind | Wind Turbine |  |  | 0 | 0 | 0 | 0
J3929 | Withdrawn | 2025-01-31 | 2026-04-14 |  | 2030-10-30 | AMEREN MISSOURI | Audrain |  |  | MO | DPP-2025 | Central | Phase 1 | NRIS | SPENCER CREEK | 250 | 250 | Wind | Wind Turbine |  |  | 0 | 0 | 0 | 0
J3930 | Withdrawn | 2025-02-13 | 2026-04-17 |  | 2029-09-01 | CLECO POWER LLC | Iberia |  |  | LA | DPP-2025 | South | Phase 1 | NRIS | Morbihan | 120 | 120 | Battery Storage | Battery Storage |  |  | 0 | 0 | 0 | 0
J3931 | Active | 2025-02-07 |  |  | 2030-09-30 | NORTHERN INDIANA PUBLIC SERVICE COMPANY LLC NIPS | Jasper |  |  | IN | DPP-2025 | Central | Phase 1 | NRIS | Other_ | 500 | 500 | Solar | Photovoltaic |  |  | 500 | 500 | 0 | 0
J3932 | Active | 2025-03-14 |  |  | 2029-06-29 | ITC MIDWEST | Linn |  |  | IA | DPP-2025 | West | Phase 1 | NRIS | Duane Arnold 161 kV | 646 | 646 | Nuclear | Nuclear |  |  | 646 | 646 | 0 | 0
J3933 | Withdrawn | 2025-02-24 | 2025-12-23 |  | 2028-09-01 | ITC MIDWEST | Franklin |  |  | IA | DPP-2025 | West | Phase 1 | NRIS | Killdeer - Quinn 345kV | 200 | 200 | Solar | Photovoltaic |  |  | 0 | 0 | 0 | 0
J3934 | Withdrawn | 2025-02-19 | 2026-01-02 |  | 2029-03-30 | NORTHERN STATES POWER COMPANY | McLeod |  |  | MN | DPP-2025 | West | Phase 1 | NRIS | Blue Lake - MCLEOD (GRE) 230.0kV | 250 | 250 | Solar | Photovoltaic |  |  | 0 | 0 | 0 | 0
J3935 | Active | 2025-02-28 |  |  | 2030-03-01 | METC | Genesee |  |  | MI | DPP-2025 | East (ITC) | Phase 1 | NRIS | THETFORD | 975.4 | 975.4 | Gas | Combustion Turbine (Simple Cycle) |  |  | 975.4 | 975.4 | 0 | 0
J3936 | Active | 2025-02-12 |  |  | 2027-01-01 | AMERICAN TRANSMISSION COMPANY | Kenosha |  |  | WI | DPP-2025 | East (ATC) | Phase 1 | NRIS | PARIS 345kV Substation | 133 | 133 | Gas | Combustion Turbine (Simple Cycle) |  |  | 133 | 100 | 0 | 0
J3937 | Withdrawn | 2025-04-01 | 2026-01-05 |  | 2030-09-30 | ENTERGY ARKANSAS, LLC | Dallas |  |  | AR | DPP-2025 | South | Phase 1 | NRIS | SHERIDAN EHV - EL DORADO EHV 500.0kV | 500 | 500 | Solar | Photovoltaic |  |  | 0 | 0 | 0 | 0
J3938 | Withdrawn | 2025-04-01 | 2026-01-05 |  | 2030-09-30 | NORTHERN INDIANA PUBLIC SERVICE COMPANY LLC | Marshall |  |  | IN | DPP-2025 | Central | Phase 1 | NRIS | BURR OAK - EAST WINAMAC 138.0 kV | 123 | 123 | Solar | Photovoltaic |  |  | 0 | 0 | 0 | 0
J3939 | Withdrawn | 2025-04-01 | 2026-04-15 |  | 2030-09-30 | CLECO POWER LLC | Beauregard |  |  | LA | DPP-2025 | South | Phase 1 | NRIS | COLE to PENTON 230.0 kV | 386 | 386 | Solar | Photovoltaic |  |  | 0 | 0 | 0 | 0
J3940 | Withdrawn | 2025-02-14 | 2026-04-15 |  | 2030-06-01 | METC | Isabella |  |  | MI | DPP-2025 | East (ITC) | Phase 1 | NRIS | SALT RIVER - WARREN 138.0kV | 214 | 214 | Solar | Photovoltaic |  |  | 0 | 0 | 0 | 0
J3941 | Active | 2025-03-26 |  |  | 2030-05-01 | OTTER TAIL POWER COMPANY OTP | Deuel |  |  | SD | DPP-2025 | West | Phase 1 | NRIS | Astoria 345kV substation | 1144 | 1144 | Gas | Combustion Turbine (Simple Cycle) |  |  | 1144 | 744 | 0 | 0
J3942 | Active | 2025-02-20 |  |  | 2030-06-01 | DUKE ENERGY INDIANA, LLC CIN | Vigo |  |  | IN | DPP-2025 | Central | Phase 1 | NRIS | Sandford | 365 | 365 | Solar | Photovoltaic |  |  | 365 | 365 | 0 | 0
J3943 | Withdrawn | 2025-02-21 | 2026-04-14 |  | 2030-06-01 | DUKE ENERGY INDIANA, LLC | Vigo |  |  | IN | DPP-2025 | Central | Phase 1 | NRIS | Sandford | 337 | 337 | Solar | Photovoltaic |  |  | 0 | 0 | 0 | 0
J3944 | Withdrawn | 2025-02-20 | 2026-04-14 |  | 2030-06-01 | AMEREN ILLINOIS | Bureau |  |  | IL | DPP-2025 | Central | Phase 1 | NRIS | 4BUREAU - 4PRN_MUNI TP 138.0kV | 200 | 200 | Solar | Photovoltaic |  |  | 0 | 0 | 0 | 0
J3945 | Active | 2025-04-07 |  |  | 2030-01-31 | ITC | Washtenaw |  |  | MI | DPP-2026 | East (ITC) |  | NRIS | MAJESTIC - MILAN 345.0kV | 245 | 245 | Solar | Photovoltaic |  |  | 0 | 0 | 0 | 0
J3946 | Active | 2025-03-31 |  |  | 2030-06-01 | AMEREN ILLINOIS | Tazewell |  |  | IL | DPP-2025 | Central | Phase 1 | NRIS | Tazewell | 300 | 300 | Battery Storage | Battery Storage |  |  | 300 | 300 | 0 | 0
J3947 | Active | 2025-03-25 |  |  | 2030-09-30 | AMEREN TRANSMISSION COMPANY OF ILLINOIS | Shelby |  |  | IL | DPP-2025 | Central | Phase 1 | NRIS | 7FARADAY - 7PANA 345.0kV | 200 | 200 | Battery Storage | Battery Storage |  |  | 200 | 200 | 0 | 0
J3948 | Withdrawn | 2025-03-25 | 2026-04-14 |  | 2030-09-30 | SOUTHERN INDIANA GAS & ELECTRIC COMPANY D/B/A CENTERPOINT ENERGY INDIANA SOUTH | Posey |  |  | IN | DPP-2025 | Central | Phase 1 | NRIS | AB Brown 345 - Gibson (Duke Terminal) 345.0kV | 200 | 200 | Battery Storage | Battery Storage |  |  | 0 | 0 | 0 | 0
J3949 | Active | 2025-04-07 |  |  | 2030-01-31 | AMEREN TRANSMISSION COMPANY OF ILLINOIS | Scott |  |  | IL | DPP-2025 | Central | Phase 1 | NRIS | 7MEREDOSIA - 7TURNER 345.0kV | 245 | 245 | Solar | Photovoltaic |  |  | 245 | 245 | 0 | 0
J3950 | Withdrawn | 2025-02-20 | 2026-04-14 |  | 2030-06-01 | AMEREN ILLINOIS | Clark |  |  | IL | DPP-2025 | Central | Phase 1 | NRIS | 7CASEY - 7SNYDER 345.0kV | 340 | 340 | Solar | Photovoltaic |  |  | 0 | 0 | 0 | 0
J3951 | Withdrawn | 2025-02-26 | 2026-01-02 |  | 2030-06-01 | OTTER TAIL POWER COMPANY | Polk |  |  | MN | DPP-2025 | West | Phase 1 | NRIS | Other_ | 218 | 218 | Solar | Photovoltaic |  |  | 0 | 0 | 0 | 0
J3952 | Withdrawn | 2025-02-26 | 2026-01-02 |  | 2030-06-01 | OTTER TAIL POWER COMPANY | Polk |  |  | MN | DPP-2025 | West | Phase 1 | NRIS | Other_ | 395 | 395 | Solar | Photovoltaic |  |  | 0 | 0 | 0 | 0
J3953 | Withdrawn | 2024-11-05 | 2026-04-15 |  | 2028-12-15 | ENTERGY ARKANSAS, LLC | Faulkner |  |  | AR | DPP-2025 | South | Phase 1 | NRIS | BONO - GREENBRIER 161.0kV | 90 | 90 | Solar | Photovoltaic |  |  | 0 | 0 | 0 | 0
J3954 | Active | 2025-04-09 |  |  | 2030-10-01 | AMEREN TRANSMISSION COMPANY OF ILLINOIS | Christian |  |  | IL | DPP-2025 | Central | Phase 1 | ERIS | 7AUSTIN - 7PANA 345.0kV | 250 | 250 | Solar | Photovoltaic |  |  | 250 | 0 | 0 | 0
J3955 | Active | 2025-04-08 |  |  | 2030-06-30 | OTTER TAIL POWER COMPANY OTP | Lac qui Parle |  |  | MN | DPP-2025 | West | Phase 1 | NRIS | Big Stone South - Deuel County 345.0kV | 200 | 200 | Wind | Wind Turbine |  |  | 200 | 200 | 0 | 0
J3956 | Withdrawn | 2025-04-21 | 2025-12-19 |  | 2030-06-30 | OTTER TAIL POWER COMPANY | Wilkin |  |  | MN | DPP-2025 | West | Phase 1 | NRIS | Hankinson 230 kV Substation | 240 | 240 | Wind | Wind Turbine |  |  | 0 | 0 | 0 | 0
J3957 | Active | 2025-04-17 |  |  | 2029-11-01 | AMEREN TRANSMISSION COMPANY OF ILLINOIS | Sullivan |  |  | MO | DPP-2025 | Central | Phase 1 | NRIS | Other_ | 300 | 300 | Solar | Photovoltaic |  |  | 300 | 300 | 0 | 0
J3958 | Withdrawn | 2025-04-17 | 2025-10-22 |  | 2029-11-01 | AMEREN MISSOURI | Sullivan |  |  | MO | DPP-2025 | Central | Phase 1 | NRIS | Other_ | 300 | 300 | Solar | Photovoltaic |  |  | 0 | 0 | 0 | 0
J3959 | Active | 2025-04-17 |  |  | 2029-11-01 | AMEREN TRANSMISSION COMPANY OF ILLINOIS | Grundy |  |  | MO | DPP-2025 | Central | Phase 1 | NRIS | Other_ | 200 | 200 | Solar | Photovoltaic |  |  | 200 | 200 | 0 | 0
J3960 | Active | 2025-04-08 |  |  | 2030-06-30 | OTTER TAIL POWER COMPANY OTP | Lac qui Parle |  |  | MN | DPP-2025 | West | Phase 1 | NRIS | Big Stone South - Deuel County 345.0kV | 300 | 300 | Wind | Wind Turbine |  |  | 300 | 300 | 0 | 0
J3961 | Withdrawn | 2025-04-07 | 2026-04-15 |  | 2030-01-31 | NORTHERN STATES POWER COMPANY | Lincoln |  |  | MN | DPP-2025 | West | Phase 1 | NRIS | YANKEE | 245 | 245 | Solar | Photovoltaic |  |  | 0 | 0 | 0 | 0
J3962 | Active | 2025-03-12 |  |  | 2030-05-01 | METC | Bay |  |  | MI | DPP-2026 | East (ITC) |  | NRIS | BAUER - HAMPTON 1 345.0kV | 165 | 165 | Hybrid | Wind/Battery |  |  | 0 | 0 | 0 | 0
J3963 | Active | 2025-04-07 |  |  | 2030-01-31 | NORTHERN STATES POWER COMPANY | Brookings |  |  | SD | DPP-2025 | West | Phase 1 | NRIS | BROOKINGS COUNTY | 490 | 490 | Solar | Photovoltaic |  |  | 490 | 490 | 0 | 0
J3964 | Active | 2025-04-07 |  |  | 2030-01-31 | NORTHERN STATES POWER COMPANY | Brookings |  |  | SD | DPP-2025 | West | Phase 1 | NRIS | Split Rock - White (WAPA) 345.0kV | 490 | 490 | Solar | Photovoltaic |  |  | 490 | 490 | 0 | 0
J3965 | Withdrawn | 2025-04-07 | 2025-12-22 |  | 2030-01-30 | AMEREN ILLINOIS | Christian |  |  | IL | DPP-2025 | Central | Phase 1 | NRIS | 7LATHAM - KINCAID ; B 345.0kV | 401.8 | 401.8 | Solar | Photovoltaic |  |  | 0 | 0 | 0 | 0
J3966 | Active | 2025-04-01 |  |  | 2029-12-01 | ITC | Huron |  |  | MI | DPP-2026 | East (ITC) |  | NRIS | GRASSMERE | 318 | 318 | Wind | Wind Turbine |  |  | 0 | 0 | 0 | 0
J3967 | Active | 2025-04-01 |  |  | 2029-12-01 | ITC | Huron |  |  | MI | DPP-2026 | East (ITC) |  | NRIS | MINDEN | 170 | 170 | Wind | Wind Turbine |  |  | 0 | 0 | 0 | 0
J3968 | Active | 2025-03-14 |  |  | 2028-09-15 | AMEREN ILLINOIS | Coles |  |  | IL | DPP-2025 | Central | Phase 1 | NRIS | Mattoon West | 100 | 100 | Battery Storage | Battery Storage |  |  | 100 | 100 | 0 | 0
J3969 | Withdrawn | 2025-03-10 | 2026-01-02 |  | 2030-10-30 | ENTERGY ARKANSAS, LLC | Poinsett |  |  | AR | DPP-2025 | South | Phase 1 | NRIS | HARRISBURG | 196 | 196 | Solar | Photovoltaic |  |  | 0 | 0 | 0 | 0
J3970 | Active | 2025-04-01 |  |  | 2029-12-01 | ITC | Huron |  |  | MI | DPP-2026 | East (ITC) |  | NRIS | MINDEN | 70 | 70 | Wind | Wind Turbine |  |  | 0 | 0 | 0 | 0
J3971 | Active | 2025-04-01 |  |  | 2029-12-01 | ITC | Huron |  |  | MI | DPP-2026 | East (ITC) |  | NRIS | STEIN | 255 | 255 | Wind | Wind Turbine |  |  | 0 | 0 | 0 | 0
J3972 | Withdrawn | 2025-03-26 | 2025-09-24 |  | 2029-03-18 | ENTERGY TEXAS, INC. | Liberty |  |  | TX | DPP-2025 | South | Phase 1 | NRIS | CHINA - STOWELL 230.0kV | 200 | 200 | Wind | Wind Turbine |  |  | 0 | 0 | 0 | 0
J3973 | Active | 2025-03-05 |  |  | 2030-10-01 | METC | Branch |  |  | MI | DPP-2026 | East (ITC) |  | NRIS | COLDWATER - MOORE ROAD 138.0kV | 100 | 100 | Battery Storage | Battery Storage |  |  | 0 | 0 | 0 | 0
J3974 | Withdrawn | 2025-02-11 | 2026-04-15 |  | 2027-06-01 | ENTERGY ARKANSAS, LLC | Jefferson |  |  | AR | DPP-2025 | South | Phase 1 | NRIS | STUTTGART RICUSKEY - WOODWARD 230 SUB 230.0kV | 200 | 200 | Solar | Photovoltaic |  |  | 0 | 0 | 0 | 0
J3975 | Active | 2025-03-10 |  |  | 2030-02-20 | AMERICAN TRANSMISSION COMPANY | Rusk |  |  | WI | DPP-2025 | East (ATC) | Phase 1 | NRIS | Stone Lake - Gardner Park 345.0kV | 416.5 | 416.5 | Solar | Photovoltaic |  |  | 416.5 | 416.5 | 0 | 0
J3976 | Active | 2025-03-25 |  |  | 2028-12-15 | AMEREN ILLINOIS | Fayette |  |  | IL | DPP-2025 | Central | Phase 1 | NRIS | 7COFFEN N - 7RAMSEY 345.0kV | 66.8 | 66.8 | Wind | Wind Turbine |  |  | 66.8 | 66.8 | 0 | 0
J3977 | Active | 2025-03-31 |  |  | 2029-06-01 | ITC | Sanilac |  |  | MI | DPP-2026 | East (ITC) |  | NRIS | GREENWOOD - RAPSON 345.0kV | 250 | 250 | Battery Storage | Battery Storage |  |  | 0 | 0 | 0 | 0
J3978 | Active | 2025-04-08 |  |  | 2029-10-01 | HOOSIER ENERGY | Sullivan |  |  | IN | DPP-2025 | Central | Phase 1 | NRIS | Petersburg - Sullivan (AEP/PJM) 345.0kV | 200 | 200 | Hybrid | Solar/Battery |  |  | 200 | 200 | 0 | 0
J3979 | Active | 2025-04-08 |  |  | 2029-10-01 | HOOSIER ENERGY | Sullivan |  |  | IN | DPP-2025 | Central | Phase 1 | NRIS | Petersburg - Sullivan (AEP/PJM) 345.0kV | 200 | 200 | Hybrid | Solar/Battery |  |  | 200 | 200 | 0 | 0
J3980 | Active | 2025-04-08 |  |  | 2029-10-01 | DUKE ENERGY INDIANA, LLC CIN | Sullivan |  |  | IN | DPP-2025 | Central | Phase 1 | NRIS | Gibson Sta - Merom (HED) 345.0kV | 200 | 200 | Hybrid | Solar/Battery |  |  | 200 | 200 | 0 | 0
J3981 | Active | 2025-04-08 |  |  | 2029-10-01 | DUKE ENERGY INDIANA, LLC CIN | Sullivan |  |  | IN | DPP-2025 | Central | Phase 1 | NRIS | Gibson Sta - Merom (HED) 345.0kV | 200 | 200 | Hybrid | Solar/Battery |  |  | 200 | 200 | 0 | 0
J3982 | Active | 2024-12-24 |  |  | 2030-04-01 | ENTERGY ARKANSAS, LLC EATO | Lonoke |  |  | AR | DPP-2025 | South | Phase 1 | NRIS | WEST MEMPHIS EHV - KEO EHV 500.0kV | 319.5 | 319.5 | Wind | Wind Turbine |  |  | 319.5 | 128 | 0 | 0
J3983 | Withdrawn | 2024-10-30 | 2026-04-14 |  | 2030-09-02 | DUKE ENERGY INDIANA, LLC | Gibson |  |  | IN | DPP-2025 | Central | Phase 1 | NRIS | MACKEY | 100 | 100 | Hybrid | Solar/Battery |  |  | 0 | 0 | 0 | 0
J3984 | Withdrawn | 2024-10-25 | 2026-04-15 |  | 2030-09-02 | ENTERGY ARKANSAS, LLC | Jefferson |  |  | AR | DPP-2025 | South | Phase 1 | NRIS | STUTTGART RICUSKEY - WOODWARD 230 SUB 230.0kV | 200 | 200 | Hybrid | Solar/Battery |  |  | 0 | 0 | 0 | 0
J3985 | Withdrawn | 2024-11-18 | 2026-04-15 |  | 2030-09-02 | SAM HOUSTON ELECTRIC COOPERATIVE, INC. | Polk |  |  | TX | DPP-2025 | South | Phase 1 | NRIS | SHECO/ETEC, BUS#334130 | 240 | 240 | Hybrid | Solar/Battery |  |  | 0 | 0 | 0 | 0
J3986 | Withdrawn | 2024-10-25 | 2026-04-15 |  | 2030-09-02 | ENTERGY TEXAS, INC. | Liberty |  |  | TX | DPP-2025 | South | Phase 1 | NRIS | JACINTO - PEACH CREEK 230.0kV | 270 | 270 | Solar | Photovoltaic |  |  | 0 | 0 | 0 | 0
J3987 | Withdrawn | 2024-10-25 | 2026-04-15 |  | 2030-09-02 | ENTERGY MISSISSIPPI, LLC. | Amite |  |  | MS | DPP-2025 | South | Phase 1 | NRIS | SMITHDALE SS (CE) - LIBERTY 115.0kV | 165 | 165 | Solar | Photovoltaic |  |  | 0 | 0 | 0 | 0
J3988 | Withdrawn | 2024-10-25 | 2026-04-15 |  | 2030-09-02 | ENTERGY LOUISIANA, LLC | Morehouse |  |  | LA | DPP-2025 | South | Phase 1 | NRIS | NORTH BASTROP TAP - LOG CABIN (LAGEN) 115.0kV | 85 | 85 | Solar | Photovoltaic |  |  | 0 | 0 | 0 | 0
J3989 | Withdrawn | 2025-04-01 | 2026-01-05 |  | 2030-09-30 | AMEREN ILLINOIS | Williamson |  |  | IL | DPP-2025 | Central | Phase 1 | NRIS | Marion North | 200 | 200 | Battery Storage | Battery Storage |  |  | 0 | 0 | 0 | 0
J3990 | Active | 2025-04-17 |  |  | 2029-04-01 | AMEREN ILLINOIS | McLean |  |  | IL | DPP-2025 | Central | Phase 1 | NRIS | Other_ | 100 | 100 | Wind | Wind Turbine |  |  | 100 | 100 | 0 | 0
J3991 | Active | 2025-04-17 |  |  | 2029-04-01 | AMEREN ILLINOIS | McLean |  |  | IL | DPP-2025 | Central | Phase 1 | NRIS | Other_ | 340 | 340 | Wind | Wind Turbine |  |  | 340 | 340 | 0 | 0
J3992 | Active | 2025-04-17 |  |  | 2028-04-01 | METC | Eaton |  |  | MI | DPP-2026 | East (ITC) |  | NRIS | MAJESTIC - ONEIDA 345.0kV | 400 | 400 | Battery Storage | Battery Storage |  |  | 0 | 0 | 0 | 0
J3993 | Withdrawn | 2025-04-29 | 2026-04-14 |  | 2027-02-01 | HOOSIER ENERGY | Wayne |  |  | IL | DPP-2025 | Central | Phase 1 | NRIS | Geff | 21.44 | 21.44 | Solar | Photovoltaic |  |  | 0 | 0 | 0 | 0
J3994 | Active | 2025-04-17 |  |  | 2028-04-01 | METC | Monroe |  |  | MI | DPP-2026 | East (ITC) |  | NRIS | 18MOROCCO 256583 | 360 | 360 | Battery Storage | Battery Storage |  |  | 0 | 0 | 0 | 0
J3995 | Withdrawn | 2025-04-23 | 2026-01-05 |  | 2030-07-01 | AMEREN ILLINOIS | Jasper |  |  | IL | DPP-2025 | Central | Phase 1 | NRIS | 7CASEY - 7NEWTON 345.0kV | 300 | 300 | Wind | Wind Turbine |  |  | 0 | 0 | 0 | 0
J3996 | Active | 2025-04-29 |  |  | 2030-01-01 | AMEREN MISSOURI | St. Charles |  |  | MO | DPP-2025 | Central | Phase 1 | NRIS | SIOUX | 2220 | 2220 | Gas | Combined Cycle |  |  | 2200 | 2200 | 0 | 0
J3997 | Withdrawn | 2025-05-01 | 2026-01-05 |  | 2028-02-10 | DUKE ENERGY INDIANA, LLC | Pike |  |  | IN | DPP-2025 | Central | Phase 1 | NRIS | Gibson Sta - Petersburg - (IP&L) 345.0kV | 200 | 200 | Solar | Photovoltaic |  |  | 0 | 0 | 0 | 0
J3998 | Withdrawn | 2025-02-25 | 2025-11-14 |  | 2030-06-01 | ITC MIDWEST | Cerro Gordo |  |  | IA | DPP-2025 | West | Phase 1 | NRIS | Killdeer - Quinn 345kV | 450 | 450 | Solar | Photovoltaic |  |  | 0 | 0 | 0 | 0
J3999 | Active | 2025-04-14 |  |  | 2030-01-02 | DUKE ENERGY INDIANA, LLC CIN | Vermillion |  |  | IN | DPP-2025 | Central | Phase 1 | NRIS | Sugar Creek - Cayuga CT 345.0kV | 1540 | 1540 | Gas | Combined Cycle |  |  | 1540 | 1540 | 0 | 0
J4000 | Active | 2025-04-29 |  |  | 2030-01-28 | AMEREN TRANSMISSION COMPANY OF ILLINOIS | Scott |  |  | IL | DPP-2025 | Central | Phase 1 | NRIS | 7MEREDOSIA - 7TURNER 345.0kV | 343 | 343 | Solar | Photovoltaic |  |  | 343 | 343 | 0 | 0
J4001 | Active | 2025-04-29 |  |  | 2030-01-31 | AMEREN MISSOURI | Marion |  |  | MO | DPP-2025 | Central | Phase 1 | NRIS | 7MAYWOOD - 7PALMYRA 345.0kV | 245 | 245 | Solar | Photovoltaic |  |  | 245 | 245 | 0 | 0
J4002 | Active | 2025-04-30 |  |  | 2030-09-30 | AMEREN TRANSMISSION COMPANY OF ILLINOIS | Edgar |  |  | IL | DPP-2025 | Central | Phase 1 | NRIS | 7KANSAS - 08SUGCRK 345.0kV | 200 | 200 | Battery Storage | Battery Storage |  |  | 200 | 200 | 0 | 0
J4003 | Active | 2025-04-30 |  |  | 2030-09-30 | AMEREN TRANSMISSION COMPANY OF ILLINOIS | Edgar |  |  | IL | DPP-2025 | Central | Phase 1 | NRIS | 7KANSAS - 08SUGCRK 345.0kV | 200 | 200 | Solar | Photovoltaic |  |  | 200 | 200 | 0 | 0
J4004 | Withdrawn | 2025-05-03 | 2026-01-07 |  | 2032-10-31 | AMEREN ILLINOIS | Peoria |  |  | IL | DPP-2025 | Central | Phase 1 | NRIS | Other_ | 392 | 392 | Solar | Photovoltaic |  |  | 0 | 0 | 0 | 0
J4005 | Active | 2025-05-01 |  |  | 2028-02-29 | HOOSIER ENERGY | Sullivan |  |  | IN | DPP-2025 | Central | Phase 1 | NRIS | Petersburg - Sullivan (AEP/PJM) 345.0kV | 500 | 500 | Gas | Combined Cycle |  |  | 500 | 500 | 0 | 0
J4006 | Active | 2025-05-07 |  |  | 2030-09-02 | MIDAMERICAN ENERGY CO. MEC | Ringgold |  |  | IA | DPP-2025 | West | Phase 1 | ERIS | Orient - Denny 345kV | 289.8 | 289.8 | Wind | Wind Turbine |  |  | 289.8 | 289.8 | 0 | 0
J4007 | Active | 2025-05-15 |  |  | 2027-11-01 | AMEREN TRANSMISSION COMPANY OF ILLINOIS | Peoria |  |  | IL | DPP-2025 | Central | Phase 1 | NRIS | 7FARGO - 7SANDBURG 345.0kV | 150 | 150 | Wind | Wind Turbine |  |  | 150 | 150 | 0 | 0
J4008 | Withdrawn | 2025-05-02 | 2026-01-05 |  | 2027-08-01 | DUKE ENERGY INDIANA, LLC | Henry |  |  | IN | DPP-2025 | Central | Phase 1 | NRIS | Greensboro - New Castle 138 138.0kV | 150 | 150 | Solar | Photovoltaic |  |  | 0 | 0 | 0 | 0
J4009 | Active | 2025-04-25 |  |  | 2030-08-30 | OTTER TAIL POWER COMPANY OTP | Marshall |  |  | MN | DPP-2025 | West | Phase 1 | NRIS | Viking - Karlstad 115.0kV | 80 | 80 | Solar | Photovoltaic |  |  | 80 | 80 | 0 | 0
J4010 | Active | 2025-04-30 |  |  | 2027-09-30 | AMEREN ILLINOIS | De Witt |  |  | IL | DPP-2025 | Central | Phase 1 | NRIS | Clinton 345kV Substation | 21 | 21 | Nuclear | Nuclear |  |  | 21 | 21 | 0 | 0
J4011 | Withdrawn | 2025-05-15 | 2026-04-15 |  | 2029-08-01 | ENTERGY ARKANSAS, LLC | Miller |  |  | AR | DPP-2025 | South | Phase 1 | NRIS | AECC LEWISVILLE WEST | 200 | 200 | Hybrid | Solar/Battery |  |  | 0 | 0 | 0 | 0
J4012 | Withdrawn | 2025-05-15 | 2026-04-15 |  | 2029-09-04 | ENTERGY ARKANSAS, LLC | Crittenden |  |  | AR | DPP-2025 | South | Phase 1 | NRIS | TWIST - PARKIN 161.0kV | 300 | 300 | Hybrid | Solar/Battery |  |  | 0 | 0 | 0 | 0
J4014 | Pending Transfer | 2025-05-21 |  |  | 2030-05-01 | AMERICAN TRANSMISSION COMPANY | Calumet |  |  | WI | DPP-2025 | East (ATC) | Phase 1 | NRIS | Forest Junction | 650 | 650 | Gas | Combustion Turbine (Simple Cycle) |  |  | 650 | 650 | 0 | 0
J4015 | Withdrawn | 2025-05-09 | 2026-01-02 |  | 2030-05-01 | AMEREN ILLINOIS | Mason |  |  | IL | DPP-2025 | Central | Phase 1 | NRIS | Quiver | 136 | 136 | Solar | Photovoltaic |  |  | 0 | 0 | 0 | 0
J4016 | Active | 2025-05-20 |  |  | 2029-12-30 | ITC | Tuscola |  |  | MI | DPP-2026 | East (ITC) |  | NRIS | ATLANTA - THETFORD [KARN] 138.0kV | 300 | 300 | Battery Storage | Battery Storage |  |  | 0 | 0 | 0 | 0
J4017 | Active | 2025-05-15 |  |  | 2030-05-01 | NORTHERN STATES POWER COMPANY | Blue Earth |  |  | MN | DPP-2025 | West | Phase 1 | NRIS | Wilmarth - Fieldon 345.0kV | 299 | 299 | Solar | Photovoltaic |  |  | 250 | 250 | 0 | 0
J4018 | Active | 2025-05-02 |  |  | 2029-06-01 | AMEREN ILLINOIS | Ford |  |  | IL | DPP-2025 | Central | Phase 1 | NRIS | Other_ | 250 | 250 | Wind | Wind Turbine |  |  | 250 | 250 | 0 | 0
J4019 | Active | 2025-05-07 |  |  | 2030-07-01 | METC | Calhoun |  |  | MI | DPP-2026 | East (ITC) |  | NRIS | BATTLE CREEK - ONEIDA 345.0kV | 200 | 200 | Battery Storage | Battery Storage |  |  | 0 | 0 | 0 | 0
J4020 | Withdrawn | 2025-05-12 | 2025-09-11 |  | 2030-05-01 | AMERICAN TRANSMISSION COMPANY | Kenosha |  |  | WI | DPP-2025 | East (ATC) | Phase 1 | NRIS | Pleasant Prairie - Arcadian 345.0kV | 481 | 481 | Gas | Combustion Turbine (Simple Cycle) |  |  | 0 | 0 | 0 | 0
J4021 | Active | 2025-05-27 |  |  | 2028-12-31 | INDIANAPOLIS POWER & LIGHT COMPANY | Sullivan |  |  | IN | DPP-2026 | Central |  | NRIS | Petersburg - Sullivan (AEP/PJM) 345.0kV | 470 | 470 | Gas | Combustion Turbine (Simple Cycle) |  |  | 0 | 0 | 0 | 0
J4022 | Withdrawn | 2025-05-22 | 2026-01-05 |  | 2030-01-02 | ENTERGY LOUISIANA, LLC | Ouachita |  |  | LA | DPP-2025 | South | Phase 1 | NRIS | STERLINGTON 500 SWYD | 1509 | 1509 | Gas | Combined Cycle |  |  | 0 | 0 | 0 | 0
J4023 | Withdrawn | 2025-02-03 | 2026-04-14 |  | 2029-06-01 | DUKE ENERGY INDIANA, LLC | Clay |  |  | IN | DPP-2025 | Central | Phase 1 | NRIS | Wabash River - Staunton 230.0kV | 185 | 185 | Solar | Photovoltaic |  |  | 0 | 0 | 0 | 0
J4024 | Active | 2025-05-05 |  |  | 2030-09-30 | ITC | Monroe |  |  | MI | DPP-2026 | East (ITC) |  | NRIS | Other_ | 1499 | 1499 | Gas | Combined Cycle |  |  | 0 | 0 | 0 | 0
J4025 | Active | 2025-05-05 |  |  | 2030-09-30 | ITC | Monroe |  |  | MI | DPP-2026 | East (ITC) |  | NRIS | Other_ | 1499 | 1499 | Gas | Combined Cycle |  |  | 0 | 0 | 0 | 0
J4026 | Active | 2025-05-21 |  |  | 2029-01-01 | ITC | Lenawee |  |  | MI | DPP-2026 | East (ITC) |  | NRIS | BEECHER - KNOWLES 138.0kV | 250 | 250 | Battery Storage | Battery Storage |  |  | 0 | 0 | 0 | 0
J4027 | Withdrawn | 2025-05-28 | 2026-01-07 |  | 2030-04-01 | ENTERGY ARKANSAS, LLC | Clay |  |  | AR | DPP-2025 | South | Phase 1 | NRIS | AECC MCDOUGAL - TEXAS EASTERN STA 8 161.0kV | 250 | 250 | Wind | Wind Turbine |  |  | 0 | 0 | 0 | 0
J4028 | Active | 2025-05-01 |  |  | 2027-05-01 | AMERICAN TRANSMISSION COMPANY | Walworth |  |  | WI | DPP-2025 | East (ATC) | Phase 1 | NRIS | North Creek 138kV | 324 | 324 | Gas | Combustion Turbine (Simple Cycle) |  |  | 324 | 163 | 0 | 0
J4029 | Active | 2025-06-03 |  |  | 2025-08-31 | ENTERGY ARKANSAS INC. EAI | Mississippi |  |  | AR | DPP-2025 | South | Phase 1 | NRIS | Hybar 230kV | 85 | 85 | Hybrid | Solar/Battery |  |  | 85 | 85 | 0 | 0
J4030 | Withdrawn | 2025-05-29 | 2026-04-15 |  | 2029-10-01 | ENTERGY ARKANSAS, LLC | Faulkner |  |  | AR | DPP-2025 | South | Phase 1 | NRIS | MAYFLOWER115KV | 200 | 200 | Battery Storage | Battery Storage |  |  | 0 | 0 | 0 | 0
J4031 | Active | 2025-05-12 |  |  | 2030-01-31 | AMEREN TRANSMISSION COMPANY OF ILLINOIS | Scott |  |  | IL | DPP-2025 | Central | Phase 1 | NRIS | 7MEREDOSIA - 7TURNER 345.0kV | 245 | 245 | Solar | Photovoltaic |  |  | 245 | 245 | 0 | 0
J4032 | Withdrawn | 2025-05-30 | 2025-12-26 |  | 2030-12-01 | NORTHERN STATES POWER COMPANY | Deuel |  |  | SD | DPP-2025 | West | Phase 1 | NRIS | Astoria - Brookings County 345.0kV | 442 | 442 | Gas | Combustion Turbine (Simple Cycle) |  |  | 0 | 0 | 0 | 0
J4033 | Withdrawn | 2025-06-13 | 2025-12-22 |  | 2030-01-30 | AMEREN ILLINOIS | Christian |  |  | IL | DPP-2026 | Central |  | NRIS | 7LATHAM - KINCAID ; B 345.0kV | 156.8 | 156.8 | Solar | Photovoltaic |  |  | 0 | 0 | 0 | 0
J4034 | Active | 2025-06-13 |  |  | 2030-06-01 | DUKE ENERGY INDIANA, LLC CIN | Vigo |  |  | IN | DPP-2026 | Central |  | NRIS | Sandford 345 kV | 70 | 70 | Solar | Photovoltaic |  |  | 0 | 0 | 0 | 0
J4035 | Withdrawn | 2025-06-09 | 2026-01-05 |  | 2029-09-01 | ENTERGY ARKANSAS, LLC | Greene |  |  | AR | DPP-2025 | South | Phase 1 | NRIS | SEDGEWICK SS - AECC LIGHT 115.0kV | 113 | 113 | Solar | Photovoltaic |  |  | 0 | 0 | 0 | 0
J4036 | Withdrawn | 2025-07-01 | 2025-12-31 |  | 2029-09-06 | ENTERGY ARKANSAS, LLC | Cross |  |  | AR | DPP-2025 | South | Phase 1 | NRIS | WYNNE INDUSTRIAL | 160 | 160 | Solar | Photovoltaic |  |  | 0 | 0 | 0 | 0
J4037 | Withdrawn | 2025-06-30 | 2026-04-15 |  | 2030-10-01 | MIDAMERICAN ENERGY CO. | Franklin |  |  | IA | DPP-2025 | West | Phase 1 | NRIS | FRANKLIN - WALL LAKE 161.0kV | 100 | 100 | Solar | Photovoltaic |  |  | 0 | 0 | 0 | 0
J4038 | Active | 2025-06-18 |  |  | 2030-01-01 | ENTERGY ARKANSAS, LLC EATO | St. Francis |  |  | AR | DPP-2025 | South | Phase 1 | NRIS | BRINKLEY EAST - AECC PALESTINE 161.0kV | 80 | 80 | Hybrid | Solar/Battery |  |  | 80 | 80 | 0 | 0
J4039 | Withdrawn | 2025-06-13 | 2026-07-22 |  | 2030-06-01 | DUKE ENERGY INDIANA, LLC | Montgomery |  |  | IN | DPP-2026 | Central |  | NRIS | Cayuga - Frankfort 230.0kV | 200 | 200 | Solar | Photovoltaic |  |  | 0 | 0 | 0 | 0
J4040 | Active | 2025-07-25 |  |  | 2029-10-01 | METC | Van Buren |  |  | MI | DPP-2026 | East (ITC) |  | NRIS | Palisades Switchyard | 735 | 735 | Nuclear | Nuclear |  |  | 0 | 0 | 0 | 0
J4041 | Active | 2025-06-12 |  |  | 2030-11-01 |  | Menard |  |  | IL | DPP-2026 | Central |  | NRIS | Shockey | 220 | 220 | Solar | Photovoltaic |  |  | 0 | 0 | 0 | 0
J4043 | Active | 2025-08-13 |  |  | 2028-04-01 | METC | Eaton |  |  | MI | DPP-2026 | East (ITC) |  | NRIS | Oneida | 178 | 178 | Solar | Photovoltaic |  |  | 0 | 0 | 0 | 0
J4044 | Active | 2025-08-13 |  |  | 2028-04-01 | METC | Lenawee |  |  | MI | DPP-2026 | East (ITC) |  | NRIS | BEECHER - SEEMLESS EAST 138.0kV | 190 | 190 | Solar | Photovoltaic |  |  | 0 | 0 | 0 | 0
J4046 | Withdrawn | 2025-07-17 | 2026-04-16 |  | 2030-01-01 | ENTERGY MISSISSIPPI, LLC. | Attala |  |  | MS | DPP-2025 | South | Phase 1 | NRIS | CONEHOMA CREEK - CARTHAGE (MS) 115.0kV | 100 | 100 | Solar | Photovoltaic |  |  | 0 | 0 | 0 | 0
J4047 | Active | 2025-08-13 |  |  | 2028-04-01 | METC | Tuscola |  |  | MI | DPP-2026 | East (ITC) |  | NRIS | KARN - THETFORD (ATLANTA) 138.0kV | 160 | 160 | Solar | Photovoltaic |  |  | 0 | 0 | 0 | 0
J4048 | Active | 2025-08-19 |  |  | 2028-04-01 | METC | Oceana |  |  | MI | DPP-2026 | East (ITC) |  | NRIS | MEYER - LUDINGTON 345.0kV | 110 | 110 | Solar | Photovoltaic |  |  | 0 | 0 | 0 | 0
J4049 | Withdrawn | 2025-08-28 | 2026-04-17 |  | 2029-06-01 | ENTERGY LOUISIANA, LLC | Ouachita |  |  | LA | DPP-2025 | South | Phase 1 | NRIS | RILLA | 75 | 75 | Solar | Photovoltaic |  |  | 0 | 0 | 0 | 0
J4050 | Pending Revision Approval | 2025-09-02 |  |  | 2030-06-01 | ENTERGY LOUISIANA, LLC | Jefferson Davis |  |  | LA | DPP-2025 | South | Phase 1 | NRIS | NELSON 500 SWYD - RICHARD 500.0kV | 220 | 220 | Solar | Photovoltaic |  |  | 220 | 0 | 0 | 0
J4051 | Pending Revision Approval | 2025-09-02 |  |  | 2030-06-01 | ENTERGY LOUISIANA, LLC | Jefferson Davis |  |  | LA | DPP-2025 | South | Phase 1 | NRIS | NELSON 500 SWYD - RICHARD 500.0kV | 220 | 220 | Solar | Photovoltaic |  |  | 220 | 0 | 0 | 0
J4052 | Withdrawn | 2025-09-02 | 2026-04-17 |  | 2030-06-01 | ENTERGY LOUISIANA, LLC | Jefferson Davis |  |  | LA | DPP-2025 | South | Phase 1 | NRIS | NELSON 500 SWYD - RICHARD 500.0kV | 100 | 100 | Battery Storage | Battery Storage |  |  | 0 | 0 | 0 | 0
J4053 | Active | 2025-07-28 |  |  | 2028-06-01 | METC | Grand Traverse |  |  | MI | DPP-2026 | East (ITC) |  | NRIS | KEYSTONE - WEXFORD 138.0kV | 200 | 200 | Battery Storage | Battery Storage |  |  | 0 | 0 | 0 | 0
J4054 | Active | 2025-09-18 |  |  | 2030-10-30 | METC | Saginaw |  |  | MI | DPP-2026 | East (ITC) |  | NRIS | CLAREMONT - LAYTON 138.0kV | 146 | 146 | Wind | Wind Turbine |  |  | 0 | 0 | 0 | 0
J4055 | Active | 2025-08-29 |  |  | 2027-09-01 | ITC | Ionia |  |  | MI | DPP-2026 | East (ITC) |  | NRIS-Only | Peddler | 198 | 198 | Wind | Wind Turbine |  |  | 0 | 0 | 0 | 0
J4056 | Active | 2025-08-27 |  |  | 2030-08-01 | THE MUNICIPAL ELECTRIC UTILITY OF THE CITY OF CEDAR FALLS, IOWA | Marshall |  |  | IA | DPP-2025 | West | Phase 1 | NRIS | Lehigh - Marshalltown (Twinkle) 345kV | 310 | 310 | Wind | Wind Turbine |  |  | 310 | 310 | 0 | 0
J4057 | Withdrawn | 2025-08-22 | 2026-04-15 |  | 2030-05-30 | NORTHERN STATES POWER COMPANY | Mower |  |  | MN | DPP-2025 | West | Phase 1 | NRIS | YANKEE | 127.4 | 127.4 | Solar | Photovoltaic |  |  | 0 | 0 | 0 | 0
J4058 | Active | 2025-08-22 |  |  | 2028-06-01 | ITC | Huron |  |  | MI | DPP-2026 | East (ITC) |  | NRIS | WYATT | 250 | 250 | Battery Storage | Battery Storage |  |  | 0 | 0 | 0 | 0
J4059 | Active | 2025-08-20 |  |  | 2030-12-01 | NORTHERN STATES POWER COMPANY | McLeod |  |  | MN | DPP-2025 | West | Phase 1 | NRIS | Blue Lake - MCLEOD (GRE) 230.0kV | 129 | 129 | Solar | Photovoltaic |  |  | 129 | 129 | 0 | 0
J4060 | Withdrawn | 2025-08-20 | 2026-01-02 |  | 2030-12-01 | NORTHERN STATES POWER COMPANY | McLeod |  |  | MN | DPP-2025 | West | Phase 1 | NRIS | Blue Lake - MCLEOD (GRE) 230.0kV | 129 | 129 | Battery Storage | Battery Storage |  |  | 0 | 0 | 0 | 0
J4061 | Active | 2025-08-07 |  |  | 2028-11-01 | ITC | Lenawee |  |  | MI | DPP-2026 | East (ITC) |  | NRIS | KNOWLES - MOORE ROAD 138.0kV | 150 | 150 | Solar | Photovoltaic |  |  | 0 | 0 | 0 | 0
J4062 | Withdrawn | 2025-06-17 | 2026-07-13 |  | 2025-05-12 | ENTERGY TEXAS, INC. | Jefferson |  |  | TX | 0MW GIA | NA |  | ERIS | Rhodair | 0 | 0 | Waste Heat Recovery | Co-gen |  |  | 0 | 0 | 0 | 0
J4063 | Active | 2025-09-04 |  |  | 2030-08-01 | DUKE ENERGY INDIANA, LLC CIN | Knox |  |  | IN | DPP-2026 | Central |  | NRIS | Gibson Sta - Bedford 345 345.0kV | 300 | 300 | Wind | Wind Turbine |  |  | 0 | 0 | 0 | 0
J4064 | Withdrawn | 2025-09-04 | 2025-12-22 |  | 2030-10-01 | ENTERGY MISSISSIPPI, LLC. | Tallahatchie |  |  | MS | DPP-2025 | South | Phase 1 | NRIS | WEBB | 200 | 200 | Wind | Wind Turbine |  |  | 0 | 0 | 0 | 0
J4065 | Active | 2025-09-22 |  |  | 2030-06-28 | GREAT RIVER ENERGY | Dakota |  |  | MN | DPP-2025 | West | Phase 1 | NRIS | Nininger 115 kV | 200 | 200 | Battery Storage | Battery Storage |  |  | 200 | 200 | 0 | 0
J4066 | Withdrawn | 2025-09-24 | 2026-02-19 |  | 2030-01-06 | ITC | Isabella |  |  | MI | DPP-2026 | East (ITC) |  | ERIS | Weidman - Deerfield 69.0kV | 250 | 250 | Solar | Photovoltaic |  |  | 0 | 0 | 0 | 0
J4067 | Withdrawn | 2025-09-25 | 2026-01-02 |  | 2029-02-01 | ENTERGY MISSISSIPPI, LLC. | Panola |  |  | MS | DPP-2025 | South | Phase 1 | NRIS | Batesville | 180 | 180 | Battery Storage | Battery Storage |  |  | 0 | 0 | 0 | 0
J4068 | Active | 2025-10-03 |  |  | 2030-08-01 | MIDAMERICAN ENERGY CO. | Marshall |  |  | IA | DPP-2025 | West | Phase 1 | NRIS | Lehigh - Marshalltown (Twinkle) 345kV | 232 | 232 | Wind | Wind Turbine |  |  | 232 | 232 | 0 | 0
J4069 | Active | 2025-10-03 |  |  | 2030-01-31 | AMERICAN TRANSMISSION COMPANY | Marathon |  |  | WI | DPP-2025 | East (ATC) | Phase 1 | NRIS | Kelly - Ackley 115.0kV | 169.93 | 169.93 | Solar | Photovoltaic |  |  | 169.93 | 169.93 | 0 | 0
J4070 | Active | 2025-10-07 |  |  | 2030-06-28 | MONTANA-DAKOTA UTILITIES CO. | Emmons |  |  | ND | DPP-2026 | West |  | NRIS | Linton NW | 40 | 40 | Solar | Photovoltaic |  |  | 0 | 0 | 0 | 0
J4071 | Withdrawn | 2025-10-07 | 2026-01-20 |  | 2030-06-30 | ENTERGY LOUISIANA, LLC | Livingston |  |  | LA | DPP-2026 | South |  | NRIS | COLY | 1500 | 1500 | Gas | Combined Cycle |  |  | 0 | 0 | 0 | 0
J4072 | Active | 2025-10-06 |  |  | 2030-09-30 | MINNESOTA MUNICIPAL POWER AGENCY M2PA | Redwood |  |  | MN | DPP-2026 | West |  | NRIS | Cedar Mountain - Lyon County 345.0kV | 500 | 500 | Battery Storage | Battery Storage |  |  | 0 | 0 | 0 | 0
J4073 | Withdrawn | 2025-09-29 | 2026-04-15 |  | 2029-06-30 | ENTERGY MISSISSIPPI, LLC. | Coahoma |  |  | MS | DPP-2025 | South | Phase 1 | NRIS | LULA - JONESTOWN SS 115.0kV | 200 | 200 | Solar | Photovoltaic |  |  | 0 | 0 | 0 | 0
J4074 | Withdrawn | 2025-09-29 | 2026-04-15 |  | 2029-06-30 | ENTERGY ARKANSAS, LLC | Crittenden |  |  | AR | DPP-2025 | South | Phase 1 | NRIS | TWIST | 300 | 300 | Solar | Photovoltaic |  |  | 0 | 0 | 0 | 0
J4075 | Withdrawn | 2025-10-06 | 2026-04-15 |  | 2030-06-30 | CLECO POWER LLC | St. Landry |  |  | LA | DPP-2025 | South | Phase 1 | NRIS | Ville Platte - West Fork 230.0kV | 300 | 300 | Battery Storage | Battery Storage |  |  | 0 | 0 | 0 | 0
J4076 | Withdrawn | 2025-10-06 | 2026-04-15 |  | 2030-06-30 | ENTERGY LOUISIANA, LLC | Jefferson Davis |  |  | LA | DPP-2025 | South | Phase 1 | NRIS | NELSON 500 SWYD - RICHARD 500.0kV | 400 | 400 | Battery Storage | Battery Storage |  |  | 0 | 0 | 0 | 0
J4077 | Active | 2025-10-06 |  |  | 2030-06-28 | MONTANA-DAKOTA UTILITIES CO. | Emmons |  |  | ND | DPP-2026 | West |  | NRIS | Linton NW | 45 | 45 | Solar | Photovoltaic |  |  | 0 | 0 | 0 | 0
J4078 | Active | 2025-10-06 |  |  | 2030-06-28 | NORTHERN STATES POWER COMPANY | Mower |  |  | MN | DPP-2026 | West |  | NRIS | ADAMS | 500 | 500 | Battery Storage | Battery Storage |  |  | 0 | 0 | 0 | 0
J4079 | Active | 2025-10-07 |  |  | 2030-06-30 | CLECO POWER LLC CLEC | Calcasieu |  |  | LA | DPP-2026 | South |  | NRIS | NELSON 230 SWYD - PENTON ROAD (CLECO) 230.0kV | 150 | 150 | Battery Storage | Battery Storage |  |  | 0 | 0 | 0 | 0
J4080 | Withdrawn | 2025-10-07 | 2026-05-19 |  | 2030-06-30 | ENTERGY ARKANSAS, LLC | Jefferson |  |  | AR | DPP-2026 | South |  | NRIS | STUTTGART RICUSKEY - WOODWARD 230 SUB 230.0kV | 250 | 250 | Solar | Photovoltaic |  |  | 0 | 0 | 0 | 0
J4081 | Active | 2025-10-07 |  |  | 2031-06-28 | OTTER TAIL POWER COMPANY | Grant |  |  | SD | DPP-2026 | West |  | NRIS | Big Stone South 345 kV substation | 250 | 250 | Battery Storage | Battery Storage |  |  | 0 | 0 | 0 | 0
J4082 | Active | 2025-10-07 |  |  | 2030-06-30 | ENTERGY ARKANSAS, LLC | Jefferson |  |  | AR | DPP-2026 | South |  | NRIS | Other_ | 500 | 500 | Battery Storage | Battery Storage |  |  | 0 | 0 | 0 | 0
J4083 | Active | 2025-10-07 |  |  | 2030-06-30 | COOPERATIVE ENERGY | Perry |  |  | MS | DPP-2026 | South |  | NRIS | Purvis Bulk 161 - Hintonville 161 161.0kV | 150 | 150 | Battery Storage | Battery Storage |  |  | 0 | 0 | 0 | 0
J4084 | Active | 2025-06-19 |  |  | 2025-11-01 | ENTERGY TEXAS, INC. | Jefferson |  |  | TX | 0MW GIA | NA |  | ERIS | Rhodair | 0 | 0 | Waste Heat Recovery | Co-gen |  |  | 0 | 0 | 0 | 0
J4085 | Active | 2025-10-07 |  |  | 2027-10-15 | AMERICAN TRANSMISSION COMPANY | Dickinson |  |  | MI | DPP-2025 | East (ATC) | Phase 1 | NRIS | Nordic | 42 | 42 | Solar | Photovoltaic |  |  | 42 | 42 | 0 | 0
J4086 | Active | 2025-10-07 |  |  | 2029-06-01 | ITC MIDWEST | Wapello |  |  | IA | DPP-2026 | West |  | NRIS | Ottumwa Generation - Tri-County 161kV | 120 | 120 | Solar | Photovoltaic |  |  | 0 | 0 | 0 | 0
J4087 | Withdrawn | 2025-10-07 | 2026-06-11 |  | 2029-06-01 | NORTHERN STATES POWER COMPANY | Blue Earth |  |  | MN | DPP-2026 | West |  | NRIS | SOUTH BEND | 183 | 183 | Battery Storage | Battery Storage |  |  | 0 | 0 | 0 | 0
J4088 | Active | 2025-10-06 |  |  | 2028-03-01 | ENTERGY ARKANSAS, LLC | Lee |  |  | AR | DPP-2025 | South | Phase 1 | NRIS | Wheatley 500 kV Switching Station (being built by J1710 & J1820) | 340 | 340 | Hybrid | Solar/Battery |  |  | 340 | 170 | 0 | 0
J4089 | Withdrawn | 2025-10-07 | 2026-06-11 |  | 2029-06-01 | ITC MIDWEST | Freeborn |  |  | MN | DPP-2026 | West |  | NRIS | Hayward | 250 | 250 | Battery Storage | Battery Storage |  |  | 0 | 0 | 0 | 0
J4090 | Withdrawn | 2025-10-07 | 2026-03-17 |  | 2030-06-30 | ITC MIDWEST | Schuyler |  |  | MO | DPP-2026 | Central |  | NRIS | Other_ | 200 | 200 | Solar | Photovoltaic |  |  | 0 | 0 | 0 | 0
J4091 | Withdrawn | 2025-10-06 | 2026-04-15 |  | 2030-06-30 | GREAT RIVER ENERGY | Otter Tail |  |  | MN | DPP-2025 | West | Phase 1 | NRIS | ALEXANDRIA - BISON 345.0kV | 295 | 295 | Solar | Photovoltaic |  |  | 0 | 0 | 0 | 0
J4092 | Active | 2025-10-07 |  |  | 2030-01-01 | CLECO POWER LLC | Beauregard |  |  | LA | DPP-2026 | South |  | NRIS | Deridder - Longville 138.0kV | 200 | 200 | Solar | Photovoltaic |  |  | 0 | 0 | 0 | 0
J4093 | Active | 2025-10-06 |  |  | 2030-06-30 | METC | Mason |  |  | MI | DPP-2026 | East (ITC) |  | NRIS | PERE MARQUETTE | 400 | 400 | Battery Storage | Battery Storage |  |  | 0 | 0 | 0 | 0
J4094 | Active | 2025-10-06 |  |  | 2030-06-30 | ITC | Huron |  |  | MI | DPP-2026 | East (ITC) |  | NRIS | GRASSMERE | 300 | 300 | Battery Storage | Battery Storage |  |  | 0 | 0 | 0 | 0
J4095 | Active | 2025-10-06 |  |  | 2030-06-30 | ITC | Huron |  |  | MI | DPP-2026 | East (ITC) |  | NRIS | GRASSMERE | 300 | 300 | Battery Storage | Battery Storage |  |  | 0 | 0 | 0 | 0
J4096 | Active | 2025-10-07 |  |  | 2030-01-30 | NORTHERN STATES POWER COMPANY | Goodhue |  |  | MN | DPP-2026 | West |  | NRIS | Other_ | 120 | 120 | Wind | Wind Turbine |  |  | 0 | 0 | 0 | 0
J4097 | Active | 2025-10-06 |  |  | 2030-01-01 | AMERICAN TRANSMISSION COMPANY | Rock |  |  | WI | DPP-2025 | East (ATC) | Phase 1 | NRIS | New J1377 ATC Switching Station | 71.5 | 71.5 | Solar | Photovoltaic |  |  | 71.5 | 71.5 | 0 | 0
J4098 | Active | 2025-10-06 |  |  | 2030-06-30 | CLECO POWER LLC | Lafayette |  |  | LA | DPP-2025 | South | Phase 1 | NRIS | Rork - Sellers Road 230.0kV | 300 | 300 | Battery Storage | Battery Storage |  |  | 300 | 300 | 0 | 0
J4099 | Active | 2025-10-07 |  |  | 2031-06-30 | ITC MIDWEST | Jackson |  |  | MN | DPP-2026 | West |  | NRIS | Fox Lake - Jackson North 161kV | 200 | 200 | Wind | Wind Turbine |  |  | 0 | 0 | 0 | 0
J4100 | Withdrawn | 2025-10-06 | 2026-04-15 |  | 2030-06-30 | ENTERGY LOUISIANA, LLC | Livingston |  |  | LA | DPP-2025 | South | Phase 1 | NRIS | COLY - WILLOW GLEN 500 SWYD 500.0kV | 500 | 500 | Battery Storage | Battery Storage |  |  | 0 | 0 | 0 | 0
J4101 | Active | 2025-10-07 |  |  | 2028-03-31 | AMERICAN TRANSMISSION COMPANY | Jefferson |  |  | WI | DPP-2025 | East (ATC) | Phase 1 | NRIS | University (UWW) | 71 | 71 | Solar | Photovoltaic |  |  | 71 | 35 | 0 | 0
J4102 | Active | 2025-10-10 |  |  | 2029-08-31 | METC | Cass |  |  | MI | DPP-2026 | East (ITC) |  | NRIS | WEEDS LAKE - HIPLE 345.0kV | 539 | 539 | Solar | Photovoltaic |  |  | 0 | 0 | 0 | 0
J4103 | Pending Revision Approval | 2025-10-06 |  |  | 2029-06-30 | SAM HOUSTON ELECTRIC COOPERATIVE, INC. | Trinity |  |  | TX | DPP-2025 | South | Phase 1 | NRIS | ONALASKA | 150 | 150 | Battery Storage | Battery Storage |  |  | 150 | 150 | 0 | 0
J4104 | Withdrawn | 2025-10-06 | 2025-12-19 |  | 2030-06-30 | ENTERGY TEXAS, INC. | Houston |  |  | TX | DPP-2025 | South | Phase 1 | NRIS | ROCKY CREEK - CROCKETT (SWEPCO) 345.0kV | 250 | 250 | Battery Storage | Battery Storage |  |  | 0 | 0 | 0 | 0
J4105 | Withdrawn | 2025-10-06 | 2026-04-16 |  | 2028-03-31 | OTTER TAIL POWER COMPANY | Cass |  |  | ND | DPP-2025 | West | Phase 1 | NRIS | Buffalo 345 kV Substation | 250 | 250 | Hybrid | Solar/Battery |  |  | 0 | 0 | 0 | 0
J4106 | Withdrawn | 2025-10-06 | 2026-04-16 |  | 2027-02-15 | OTTER TAIL POWER COMPANY | Cass |  |  | ND | DPP-2025 | West | Phase 1 | NRIS | Buffalo 345 kV Substation | 250 | 250 | Hybrid | Solar/Battery |  |  | 0 | 0 | 0 | 0
J4107 | Withdrawn | 2025-10-07 | 2025-12-26 |  | 2030-10-15 | COOPERATIVE ENERGY | Covington |  |  | MS | DPP-2025 | South | Phase 1 | NRIS | Southwest Lone Star 161 - Mississippi Hub 161.0kV | 150 | 150 | Battery Storage | Battery Storage |  |  | 0 | 0 | 0 | 0
J4108 | Withdrawn | 2025-10-07 | 2026-01-27 |  | 2030-09-30 | ENTERGY LOUISIANA, LLC | Webster |  |  | LA | DPP-2025 | South | Phase 1 | NRIS | SAREPTA | 150 | 150 | Battery Storage | Battery Storage |  |  | 0 | 0 | 0 | 0
J4109 | Withdrawn | 2025-10-07 | 2025-12-19 |  | 2030-06-30 | ENTERGY LOUISIANA, LLC | Iberville |  |  | LA | DPP-2025 | South | Phase 1 | NRIS | DONALDSONVILLE - EVERGREEN 230.0kV | 1300 | 1300 | Gas | Combined Cycle |  |  | 0 | 0 | 0 | 0
J4110 | Active | 2025-10-07 |  |  | 2030-06-30 | CLECO POWER LLC | Lafayette |  |  | LA | DPP-2026 | South |  | NRIS | Rork - Sellers Road 230.0kV | 400 | 400 | Gas | Combustion Turbine (Simple Cycle) |  |  | 0 | 0 | 0 | 0
J4111 | Withdrawn | 2025-10-07 | 2025-12-19 |  | 2030-06-30 | ENTERGY ARKANSAS, LLC | Hot Spring |  |  | AR | DPP-2025 | South | Phase 1 | NRIS | SHERIDAN EHV - MAGNET COVE 500.0kV | 650 | 650 | Gas | Combined Cycle |  |  | 0 | 0 | 0 | 0
J4112 | Withdrawn | 2025-10-07 | 2026-08-25 |  | 2030-10-15 | MIDAMERICAN ENERGY CO. MEC | Rock Island |  |  | IL | DPP-2026 | West |  | NRIS | OAK GROVE - SUB 93 LOUISA 345.0kV | 300 | 300 | Wind | Wind Turbine |  |  | 0 | 0 | 0 | 0
J4113 | Active | 2025-10-06 |  |  | 2028-06-30 | ITC MIDWEST | Cerro Gordo |  |  | IA | DPP-2025 | West | Phase 1 | NRIS | Killdeer | 787.4 | 787.4 | Gas | Combustion Turbine (Simple Cycle) |  |  | 525 | 525 | 0 | 0
J4114 | Active | 2025-10-06 |  |  | 2030-07-31 | MIDAMERICAN ENERGY CO. MEC | Washington |  |  | IA | DPP-2025 | West | Phase 1 | NRIS | SUB T HASKINS | 525 | 525 | Gas | Combustion Turbine (Simple Cycle) |  |  | 525 | 525 | 0 | 0
J4115 | Active | 2025-10-06 |  |  | 2028-06-30 | AMERICAN TRANSMISSION COMPANY | Fond du Lac |  |  | WI | DPP-2025 | East (ATC) | Phase 1 | NRIS | South Fond du Lac - Fitzgerald 345.0kV | 525 | 525 | Gas | Combustion Turbine (Simple Cycle) |  |  | 525 | 0 | 0 | 0
J4116 | Active | 2025-10-06 |  |  | 2030-12-31 | AMERICAN TRANSMISSION COMPANY | Walworth |  |  | WI | DPP-2025 | East (ATC) | Phase 1 | NRIS | Sugar Creek 345 kV | 950 | 950 | Gas | Combined Cycle |  |  | 950 | 950 | 0 | 0
J4117 | Active | 2025-09-26 |  |  | 2030-09-01 | NORTHERN STATES POWER COMPANY | Goodhue |  |  | MN | DPP-2025 | West | Phase 1 | NRIS | North Rochester - Prairie Island 345.0kV | 240 | 240 | Battery Storage | Battery Storage |  |  | 240 | 240 | 0 | 0
J4118 | Active | 2025-09-24 |  |  | 2030-09-30 | AMEREN ILLINOIS | McLean |  |  | IL | DPP-2026 | Central |  | NRIS | Radbourn 345kV (LRTP-41) | 250 | 250 | Battery Storage | Battery Storage |  |  | 0 | 0 | 0 | 0
J4119 | Withdrawn | 2025-09-23 | 2026-04-15 |  | 2029-10-01 | ENTERGY MISSISSIPPI, LLC. | Rankin |  |  | MS | DPP-2025 | South | Phase 1 | NRIS | RANKIN | 200 | 200 | Battery Storage | Battery Storage |  |  | 0 | 0 | 0 | 0
J4120 | Active | 2025-09-16 |  |  | 2030-10-30 | METC | Lenawee |  |  | MI | DPP-2026 | East (ITC) |  | NRIS | Other_ | 200 | 200 | Wind | Wind Turbine |  |  | 0 | 0 | 0 | 0
J4121 | Withdrawn | 2025-09-19 | 2026-04-17 |  | 2030-06-01 | ENTERGY MISSISSIPPI, LLC. | Washington |  |  | MS | DPP-2025 | South | Phase 1 | NRIS | GERALD ANDRUS SES SWYD - INDIANOLA 230/115 SUB 230.0kV | 300 | 300 | Solar | Photovoltaic |  |  | 0 | 0 | 0 | 0
J4122 | Active | 2025-09-19 |  |  | 2030-08-15 | METC | Shiawassee |  |  | MI | DPP-2026 | East (ITC) |  | NRIS | Goss | 150 | 150 | Battery Storage | Battery Storage |  |  | 0 | 0 | 0 | 0
J4123 | Active | 2025-09-19 |  |  | 2030-08-15 | METC | Branch |  |  | MI | DPP-2026 | East (ITC) |  | NRIS | WAGNER | 200 | 200 | Battery Storage | Battery Storage |  |  | 0 | 0 | 0 | 0
J4124 | Active | 2025-08-25 |  |  | 2029-06-01 | ENTERGY TEXAS, INC. | Trinity |  |  | TX | DPP-2025 | South | Phase 1 | NRIS | MAGNOLIA GROVETON - KICKAPOO (L-111) TAP 138.0kV | 100 | 100 | Solar | Photovoltaic |  |  | 100 | 100 | 0 | 0
J4125 | Active | 2025-09-16 |  |  | 2030-10-30 | METC | Bay |  |  | MI | DPP-2026 | East (ITC) |  | NRIS | Other_ | 50 | 50 | Wind | Wind Turbine |  |  | 0 | 0 | 0 | 0
J4126 | Active | 2025-09-16 |  |  | 2030-10-30 | METC | Lenawee |  |  | MI | DPP-2026 | East (ITC) |  | NRIS | MOROCCO - ALLEN JUNCTION 345.0kV | 112 | 112 | Wind | Wind Turbine |  |  | 0 | 0 | 0 | 0
J4127 | Active | 2025-09-18 |  |  | 2029-01-19 | NORTHERN STATES POWER COMPANY | Barron |  |  | WI | DPP-2025 | West | Phase 1 | NRIS | Ridgeland | 100 | 100 | Solar | Photovoltaic |  |  | 90 | 90 | 0 | 0
J4128 | Active | 2025-09-19 |  |  | 2030-02-28 | ITC | Eaton |  |  | MI | DPP-2026 | East (ITC) |  | NRIS | Clinton Interconnection | 100 | 100 | Battery Storage | Battery Storage |  |  | 0 | 0 | 0 | 0
J4129 | Active | 2025-10-01 |  |  | 2029-04-12 | GREAT RIVER ENERGY | Otter Tail |  |  | MN | DPP-2025 | West | Phase 1 | NRIS | ALEXANDRIA - BISON 345.0kV | 200 | 200 | Wind | Wind Turbine |  |  | 200 | 200 | 0 | 0
J4130 | Active | 2025-10-01 |  |  | 2030-12-01 | DAIRYLAND POWER COOPERATIVE | Pepin |  |  | WI | DPP-2025 | West | Phase 1 | NRIS | ALMA - ROCK ELM 161.0kV | 110 | 110 | Solar | Photovoltaic |  |  | 110 | 110 | 0 | 0
J4131 | Active | 2025-10-01 |  |  | 2030-06-01 | ENTERGY MISSISSIPPI, LLC. | Scott |  |  | MS | DPP-2025 | South | Phase 1 | NRIS | J1347 TO Switchyard (115kV Entergy MS Switchyard) | 100 | 100 | Battery Storage | Battery Storage |  |  | 100 | 100 | 0 | 0
J4132 | Withdrawn | 2025-10-03 | 2026-04-15 |  | 2030-01-31 | GREAT RIVER ENERGY | Benton |  |  | MN | DPP-2025 | West | Phase 1 | NRIS | Mud Lake - Benton County (GRE) 230kV | 303.8 | 303.8 | Solar | Photovoltaic |  |  | 0 | 0 | 0 | 0
J4133 | Withdrawn | 2025-10-03 | 2026-04-15 |  | 2030-06-01 | CLECO POWER LLC | De Soto |  |  | LA | DPP-2025 | South | Phase 1 | NRIS | Dolet Hills Substation | 756 | 756 | Gas | Combined Cycle |  |  | 0 | 0 | 0 | 0
J4134 | Withdrawn | 2025-10-03 | 2026-04-15 |  | 2030-01-01 | ENTERGY ARKANSAS, LLC | Ouachita |  |  | AR | DPP-2025 | South | Phase 1 | NRIS | AECC CAMDEN SOUTH - STEPHENS 115.0kV | 200 | 200 | Hybrid | Solar/Battery |  |  | 0 | 0 | 0 | 0
J4135 | Withdrawn | 2025-10-03 | 2025-12-26 |  | 2030-04-30 | OTTER TAIL POWER COMPANY | Grant |  |  | SD | DPP-2025 | West | Phase 1 | NRIS | Big Stone South 345 kV substation | 450 | 450 | Wind | Wind Turbine |  |  | 0 | 0 | 0 | 0
J4136 | Withdrawn | 2025-10-03 | 2025-12-23 |  | 2030-04-30 | OTTER TAIL POWER COMPANY | Grant |  |  | SD | DPP-2025 | West | Phase 1 | NRIS | Big Stone South 345kV | 250 | 250 | Battery Storage | Battery Storage |  |  | 0 | 0 | 0 | 0
J4137 | Active | 2025-09-29 |  |  | 2030-08-30 | AMEREN ILLINOIS | Pulaski |  |  | IL | DPP-2026 | Central |  | NRIS | Other_ | 200 | 200 | Battery Storage | Battery Storage |  |  | 0 | 0 | 0 | 0
J4138 | Active | 2025-10-07 |  |  | 2030-01-02 | ENTERGY ARKANSAS, LLC | Iberville |  |  | LA | DPP-2026 | South |  | NRIS | WEBRE | 755 | 805 | Gas | Combined Cycle |  |  | 0 | 0 | 0 | 0
J4139 | Withdrawn | 2025-09-25 | 2026-04-15 |  | 2030-05-01 | ENTERGY ARKANSAS, LLC | Nevada |  |  | AR | DPP-2025 | South | Phase 1 | NRIS | EMMET SS - HOPE EAST SS 115.0kV | 115 | 115 | Hybrid | Solar/Battery |  |  | 0 | 0 | 0 | 0
J4140 | Withdrawn | 2025-09-25 | 2026-04-16 |  | 2030-05-31 | ENTERGY LOUISIANA, LLC | Ouachita |  |  | LA | DPP-2025 | South | Phase 1 | NRIS | Cotton | 100 | 100 | Battery Storage | Battery Storage |  |  | 0 | 0 | 0 | 0
J4141 | Withdrawn | 2025-10-07 | 2025-12-19 |  | 2030-06-30 | ENTERGY LOUISIANA, LLC | Morehouse |  |  | LA | DPP-2025 | South | Phase 1 | NRIS | BAXTER WILSON SES SWYD - PERRYVILLE 500 SWYD 500.0kV | 650 | 650 | Gas | Combined Cycle |  |  | 0 | 0 | 0 | 0
J4142 | Withdrawn | 2025-10-04 | 2026-03-11 |  | 2030-08-31 | ENTERGY LOUISIANA, LLC | Franklin |  |  | LA | DPP-2025 | South | Phase 1 | NRIS | Gilbert 115 kV | 115 | 115 | Solar | Photovoltaic |  |  | 0 | 0 | 0 | 0
J4143 | Withdrawn | 2025-10-04 | 2026-04-15 |  | 2030-08-31 | ENTERGY LOUISIANA, LLC | West Carroll |  |  | LA | DPP-2025 | South | Phase 1 | NRIS | DARNELL | 150 | 150 | Solar | Photovoltaic |  |  | 0 | 0 | 0 | 0
J4144 | Withdrawn | 2025-10-06 | 2026-04-15 |  | 2030-06-30 | AMERICAN TRANSMISSION COMPANY | Columbia |  |  | WI | DPP-2025 | East (ATC) | Phase 1 | NRIS | Columbia | 525 | 525 | Gas | Combustion Turbine (Simple Cycle) |  |  | 0 | 0 | 0 | 0
J4145 | Active | 2025-10-06 |  |  | 2028-06-30 | ITC MIDWEST | Cerro Gordo |  |  | IA | DPP-2026 | West |  | NRIS | Emery | 98 | 98 | Gas | Combined Cycle |  |  | 0 | 0 | 0 | 0
J4146 | Active | 2025-09-06 |  |  | 2028-08-04 | ENTERGY MISSISSIPPI, LLC. |  |  |  |  | 0MW GIA | NA |  | NRIS |  | 0 | 0 |  |  | Not Started | 2028-08-04 | 0 | 0 | 0 | 0
J4147 | Active | 2025-10-03 |  |  | 2030-01-31 | GREAT RIVER ENERGY | Clay |  |  | MN | DPP-2025 | West | Phase 1 | ERIS | ALEXANDRIA - BISON 345.0kV | 245 | 245 | Solar | Photovoltaic |  |  | 245 | 0 | 0 | 0
J4148 | Active | 2025-10-03 |  |  | 2030-01-31 | GREAT RIVER ENERGY | Clay |  |  | MN | DPP-2025 | West | Phase 1 | ERIS | ALEXANDRIA - BISON 345.0kV | 245 | 245 | Solar | Photovoltaic |  |  | 245 | 0 | 0 | 0
J4149 | Withdrawn | 2025-10-05 | 2025-12-24 |  | 2030-04-30 | OTTER TAIL POWER COMPANY | Grant |  |  | SD | DPP-2025 | West | Phase 1 | NRIS | Big Stone South 345 kV substation | 150 | 150 | Wind | Wind Turbine |  |  | 0 | 0 | 0 | 0
J4150 | Active | 2025-10-06 |  |  | 2027-09-01 | MIDAMERICAN ENERGY CO. | Cass |  |  | IA | DPP-2025 | West | Phase 1 | NRIS | ATLANTIC - ADAIR 161.0kV | 42.24 | 42.24 | Solar | Photovoltaic |  |  | 39 | 39 | 0 | 0
J4151 | Active | 2025-10-06 |  |  | 2030-05-01 | MINNESOTA MUNICIPAL POWER AGENCY | Redwood |  |  | MN | DPP-2025 | West | Phase 1 | NRIS | Cedar Mountain - Lyon County 345.0kV | 225 | 225 | Solar | Photovoltaic |  |  | 225 | 225 | 0 | 0
J4152 | Active | 2025-10-06 |  |  | 2030-09-30 | MINNESOTA MUNICIPAL POWER AGENCY M2PA | Redwood |  |  | MN | DPP-2026 | West |  | NRIS | Cedar Mountain - Lyon County 345.0kV | 250 | 250 | Solar | Photovoltaic |  |  | 0 | 0 | 0 | 0
J4153 | Active | 2025-10-07 |  |  | 2031-06-28 | OTTER TAIL POWER COMPANY | Grant |  |  | SD | DPP-2026 | West |  | NRIS | Big Stone South 345 kV substation | 250 | 250 | Battery Storage | Battery Storage |  |  | 0 | 0 | 0 | 0
J4154 | Active | 2025-10-07 |  |  | 2028-08-01 | GridUnity | Madison |  |  | MS | DPP-2026 | South |  | NRIS | Andes Substation | 200 | 200 | Battery Storage | Battery Storage |  |  | 0 | 0 | 0 | 0
J4155 | Active | 2025-10-06 |  |  | 2029-09-03 | ITC MIDWEST | Linn |  |  | IA | DPP-2026 | West |  | NRIS | Prairie Creek - Stony Point 115kV | 195 | 195 | Battery Storage | Battery Storage |  |  | 0 | 0 | 0 | 0
J4156 | Withdrawn | 2025-10-06 | 2026-01-05 |  | 2029-09-01 | ENTERGY LOUISIANA, LLC | Ouachita |  |  | LA | DPP-2025 | South | Phase 1 | NRIS | RILLA - RIVERTON 115.0kV | 93 | 93 | Solar | Photovoltaic |  |  | 0 | 0 | 0 | 0
J4157 | Active | 2025-10-03 |  |  | 2030-09-02 | MINNESOTA POWER INC. | Morrison |  |  | MN | DPP-2025 | West | Phase 1 | NRIS | Iron Ridge - Benton 345kV | 150 | 150 | Wind | Wind Turbine |  |  | 150 | 97.5 | 0 | 0
J4158 | Active | 2025-10-02 |  |  | 2030-01-01 | AMEREN ILLINOIS | De Witt |  |  | IL | DPP-2026 | Central |  | NRIS | 4TABOR - 4SCLINTON TP 138.0kV | 100 | 100 | Solar | Photovoltaic |  |  | 0 | 0 | 0 | 0
J4159 | Active | 2025-08-13 |  |  | 2028-06-30 | METC | Ottawa |  |  | MI | DPP-2026 | East (ITC) |  | NRIS | ROOSEVELT | 616 | 664 | Gas | Combined Cycle |  |  | 0 | 0 | 0 | 0
J4160 | Active | 2025-08-13 |  |  | 2026-05-31 | METC | Ottawa |  |  | MI | DPP-2025 | East (ITC) | Phase 1 | NRIS | ROOSEVELT | 55 | 55 | Gas | Combustion Turbine (Simple Cycle) |  | 2026-08-15 | 55 | 55 | 0 | 0
J4161 | Withdrawn | 2025-09-26 | 2026-04-15 |  | 2030-09-30 | NORTHERN STATES POWER COMPANY | Watonwan |  |  | MN | DPP-2025 | West | Phase 1 | NRIS | Lakefield Generation SW - LAKEFIELD JCT 345.0kV | 1000 | 1000 | Solar | Photovoltaic |  |  | 0 | 0 | 0 | 0
J4162 | Withdrawn | 2025-09-29 | 2026-01-05 |  | 2028-04-03 | NORTHERN STATES POWER COMPANY | Stearns |  |  | MN | DPP-2025 | West | Phase 1 | NRIS | Quarry - Alexandria 345.0kV | 300 | 300 | Battery Storage | Battery Storage |  |  | 0 | 0 | 0 | 0
J4163 | Active | 2025-11-05 |  |  | 2026-08-03 |  | Drew |  |  | AR | 0MW GIA | NA |  | ERIS | Wilmar East | 0 | 0 | Biomass | Co-gen |  |  | 0 | 0 | 0 | 0
J4164 | Active | 2025-09-29 |  |  | 2030-05-01 | AMERICAN TRANSMISSION COMPANY | Dane |  |  | WI | DPP-2025 | East (ATC) | Phase 1 | NRIS | North Madison 345/138 kV | 1203 | 1203 | Gas | Combustion Turbine (Simple Cycle) |  |  | 1203 | 1203 | 0 | 0
J4165 | Active | 2025-09-29 |  |  | 2030-05-01 | AMERICAN TRANSMISSION COMPANY | Kenosha |  |  | WI | DPP-2025 | East (ATC) | Phase 1 | NRIS | Other_ | 1203 | 1203 | Gas | Combustion Turbine (Simple Cycle) |  |  | 1203 | 1203 | 0 | 0
J4166 | Withdrawn | 2025-09-24 | 2026-01-05 |  | 2029-11-15 |  | Iberville |  |  | LA | DPP-2025 | South | Phase 1 | NRIS | Commodore 500 kV Substation, | 710 | 710 | Gas | Combined-Cycle ‚Äì Steam Plant |  |  | 0 | 0 | 0 | 0
J4167 | Active | 2025-09-17 |  |  | 2030-10-31 | METC | Allegan |  |  | MI | DPP-2026 | East (ITC) |  | NRIS | ARGENTA | 250 | 250 | Battery Storage | Battery Storage |  |  | 0 | 0 | 0 | 0
J4168 | Active | 2025-10-03 |  |  | 2028-04-03 | NORTHERN STATES POWER COMPANY | Goodhue |  |  | MN | DPP-2025 | West | Phase 1 | NRIS | NROC 3 (601039) to PR ISLD3 (601003) 345 kV line | 330 | 330 | Battery Storage | Battery Storage |  |  | 330 | 330 | 0 | 0
J4169 | Active | 2025-10-06 |  |  | 2025-09-15 | AMERICAN TRANSMISSION COMPANY | Dickinson |  |  | MI | DPP-2025 | East (ATC) | Phase 1 | NRIS | Nordic | 5.99 | 5.99 | Solar | Photovoltaic |  |  | 0 | 5.99 | 0 | 0
J4170 | Active | 2025-10-07 |  |  | 2029-08-31 | OTTER TAIL POWER COMPANY | Richland |  |  | ND | DPP-2026 | West |  | NRIS | Hankinson - Wahpeton 230.0kV | 172 | 172 | Hybrid | Solar/Battery |  |  | 0 | 0 | 0 | 0
J4171 | Withdrawn | 2025-10-07 | 2026-01-05 |  | 2029-04-30 | AMERICAN TRANSMISSION COMPANY | Racine |  |  | WI | DPP-2025 | East (ATC) | Phase 1 | NRIS | 138 kV Jupiter Substation (#50167) | 300 | 300 | Battery Storage | Battery Storage |  |  | 0 | 0 | 0 | 0
J4172 | Active | 2025-10-07 |  |  | 2028-12-31 | Alliant Energy West | Wapello |  |  | IA | DPP-2026 | West |  | NRIS | Ottumwa Generating St. 161 kV | 99 | 99 | Battery Storage | Battery Storage |  |  | 0 | 0 | 0 | 0
J4173 | Active | 2025-10-07 |  |  | 2028-12-31 | ITC MIDWEST | Wapello |  |  | IA | DPP-2026 | West |  | NRIS | Ottumwa Generating St. 161 kV | 199 | 199 | Battery Storage | Battery Storage |  |  | 0 | 0 | 0 | 0
J4174 | Active | 2025-10-07 |  |  | 2030-06-30 | ENTERGY ARKANSAS, LLC | Poinsett |  |  | AR | DPP-2026 | South |  | NRIS | MARKED TREE | 140 | 140 | Battery Storage | Battery Storage |  |  | 0 | 0 | 0 | 0
J4175 | Active | 2025-10-07 |  |  | 2029-09-01 | ENTERGY LOUISIANA, LLC |  |  |  |  | DPP-2026 | South |  | NRIS |  | 770 | 770 |  |  |  |  | 0 | 0 | 0 | 0
J4176 | Withdrawn | 2025-10-06 | 2026-01-02 |  | 2028-09-01 | ENTERGY MISSISSIPPI, LLC. |  |  |  |  | DPP-2025 | South | Phase 1 | NRIS |  | 1750 | 1750 |  |  |  |  | 0 | 0 | 0 | 0
J4177 | Active | 2025-10-07 |  |  | 2030-01-02 | AMERICAN TRANSMISSION COMPANY |  |  |  |  | DPP-2026 | East (ATC) |  | NRIS |  | 735 | 735 |  |  |  |  | 0 | 0 | 0 | 0
J4178 | Active | 2025-10-07 |  |  | 2030-01-02 | ENTERGY LOUISIANA, LLC |  |  |  |  | DPP-2026 | South |  | NRIS |  | 755 | 755 |  |  |  |  | 0 | 0 | 0 | 0
J4179 | Active | 2025-10-07 |  |  | 2030-01-02 | AMERICAN TRANSMISSION COMPANY |  |  |  |  | DPP-2026 | East (ATC) |  | NRIS |  | 735 | 735 |  |  |  |  | 0 | 0 | 0 | 0
J418 | Withdrawn | 2017-06-16 | 2019-01-07 |  | 2016-11-01 | Entergy | Polk County |  |  | TX | DPP-2017-AUG | South | GIA | NRIS | Rich - Livingston 138kV Line | 100 | 100 | Solar | Photovoltaic | Not Started |  | 0 | 0 | 0 | 0
J4180 | Active | 2025-10-07 |  |  | 2030-01-02 | NORTHERN STATES POWER COMPANY |  |  |  |  | DPP-2026 | West |  | NRIS |  | 755 | 755 |  |  |  |  | 0 | 0 | 0 | 0
J4181 | Withdrawn | 2025-10-07 | 2026-04-28 |  | 2030-02-01 | MINNESOTA POWER INC. |  |  |  |  | DPP-2026 | West |  | NRIS |  | 755 | 755 |  |  |  |  | 0 | 0 | 0 | 0
J4182 | Active | 2025-10-08 |  |  | 2028-11-01 | ENTERGY ARKANSAS, LLC |  |  |  |  | ERAS Study Cycle 2 | South |  | NRIS |  | 0 | 0 |  |  |  |  | 0 | 0 | 0 | 0
J4183 | Active | 2025-10-07 |  |  | 2027-04-28 | ENTERGY MISSISSIPPI, LLC. |  |  |  |  | DPP-2025 | South | Phase 1 | NRIS |  | 99.9 | 99.9 |  |  |  |  | 23 | 23 | 0 | 0
J4184 | Active | 2025-10-07 |  |  | 2030-02-01 | AMERICAN TRANSMISSION COMPANY |  |  |  |  | DPP-2026 | East (ATC) |  | NRIS |  | 755 | 755 |  |  |  |  | 0 | 0 | 0 | 0
J4185 | Active | 2025-10-07 |  |  | 2030-01-02 | ENTERGY LOUISIANA, LLC |  |  |  |  | DPP-2026 | South |  | NRIS |  | 755 | 755 |  |  |  |  | 0 | 0 | 0 | 0
J4186 | Withdrawn | 2025-10-07 | 2026-07-01 |  | 2029-09-01 | ENTERGY LOUISIANA, LLC |  |  |  |  | DPP-2026 | South |  | NRIS |  | 1540 | 1540 |  |  |  |  | 0 | 0 | 0 | 0
J4187 | Active | 2025-10-07 |  |  | 2030-01-02 | NORTHERN STATES POWER COMPANY |  |  |  |  | DPP-2026 | West |  | NRIS |  | 755 | 755 |  |  |  |  | 0 | 0 | 0 | 0
J4188 | Active | 2025-10-03 |  |  | 2029-09-06 | CLECO POWER LLC | Beauregard |  |  | LA | DPP-2025 | South | Phase 1 | NRIS | Cole - Cooper 230.0kV | 140 | 140 | Solar | Photovoltaic |  |  | 140 | 140 | 0 | 0
J4189 | Withdrawn | 2025-10-06 | 2026-04-16 |  | 2030-04-01 | ENTERGY MISSISSIPPI, LLC. | Sunflower |  |  | MS | DPP-2025 | South | Phase 1 | NRIS | ROUNDAWAY SS (CE) - CLARKSDALE 115.0kV | 200 | 200 | Solar | Photovoltaic |  |  | 0 | 0 | 0 | 0
J4190 | Withdrawn | 2025-10-06 | 2026-04-14 |  | 2030-06-14 | ENTERGY LOUISIANA, LLC | Iberville |  |  | LA | DPP-2025 | South | Phase 1 | NRIS | WILLOW GLEN 230 SWYD | 707 | 707 | Gas | Combined Cycle |  |  | 0 | 0 | 0 | 0
J4191 | Active | 2025-10-07 |  |  | 2030-01-02 | ENTERGY ARKANSAS, LLC EATO | Iberville |  |  | LA | DPP-2026 | South |  | NRIS | WEBRE | 755 | 805 | Gas | Combined Cycle |  |  | 0 | 0 | 0 | 0
J4192 | Withdrawn | 2025-10-07 | 2026-01-05 |  | 2029-04-30 | AMERICAN TRANSMISSION COMPANY | Racine |  |  | WI | DPP-2025 | East (ATC) | Phase 1 | NRIS | Bain - State Line 138.0kV | 200 | 200 | Battery Storage | Battery Storage |  |  | 0 | 0 | 0 | 0
J4193 | Active | 2025-10-07 |  |  | 2030-12-31 | NORTHERN STATES POWER COMPANY | Meeker |  |  | MN | DPP-2026 | West |  | NRIS | SHERBURNE CO | 200 | 200 | Wind | Wind Turbine |  |  | 0 | 0 | 0 | 0
J4194 | Active | 2025-10-07 | 2026-06-11 |  | 2028-12-31 | NORTHERN STATES POWER COMPANY | Meeker |  |  | MN | DPP-2026 | West |  | NRIS | SHERBURNE CO | 500 | 500 | Battery Storage | Battery Storage |  |  | 0 | 0 | 0 | 0
J4195 | Pending Revision Approval | 2025-10-09 |  |  | 2030-04-02 | ITC | Clinton |  |  | MI | DPP-2026 | East (ITC) |  | ERIS | GREENWOOD - RAPSON 345.0kV | 300 | 300 | Wind | Wind Turbine |  |  | 0 | 0 | 0 | 0
J4196 | Withdrawn | 2025-09-29 | 2026-04-15 |  | 2029-06-30 | ENTERGY ARKANSAS, LLC | Phillips |  |  | AR | DPP-2025 | South | Phase 1 | NRIS | GILLETT - ELAINE 115.0kV | 300 | 300 | Solar | Photovoltaic |  |  | 0 | 0 | 0 | 0
J4197 | Withdrawn | 2025-09-05 | 2026-02-26 |  | 2030-10-30 | ENTERGY ARKANSAS, LLC | Drew |  |  | AR | DPP-2025 | South | Phase 1 | NRIS | MONTICELLO EAST - REED SS 115.0kV | 200 | 200 | Hybrid | Photovoltaic |  |  | 0 | 0 | 0 | 0
J4198 | Active | 2025-09-03 |  |  | 2030-01-01 | AMEREN TRANSMISSION COMPANY OF ILLINOIS | Christian |  |  | IL | DPP-2026 | Central |  | NRIS | Pana 138 kV | 250 | 250 | Battery Storage | Battery Storage |  |  | 0 | 0 | 0 | 0
J4199 | Active | 2025-09-29 |  |  | 2029-06-30 | AMEREN ILLINOIS | Fulton |  |  | IL | DPP-2026 | Central |  | NRIS | Canton South | 200 | 200 | Battery Storage | Battery Storage |  |  | 0 | 0 | 0 | 0
J4200 | Withdrawn | 2025-09-30 | 2026-04-14 |  | 2008-03-31 | NORTHERN STATES POWER COMPANY | Ramsey |  |  | MN | DPP-2025 | West | Phase 1 | E-NRIS | Merriam Park | 16 | 16 | Hydro | Hydroelectric |  |  | 0 | 0 | 0 | 0
J4201 | Withdrawn | 2025-09-30 | 2026-04-16 |  | 2029-08-24 | CLECO POWER LLC | Beauregard |  |  | LA | DPP-2025 | South | Phase 1 | NRIS | Cole | 250 | 250 | Hybrid | Solar/Battery |  |  | 0 | 0 | 0 | 0
J4203 | Active | 2025-06-06 |  |  | 2028-11-01 | ITC | Huron |  |  | MI | DPP-2026 | East (ITC) |  | NRIS | RAPSON - STEIN 345.0kV | 350 | 350 | Wind | Wind Turbine |  |  | 0 | 0 | 0 | 0
J4204 | Active | 2025-12-03 |  |  | 2031-06-01 | AMEREN ILLINOIS | Marion |  |  | IL | DPP-2026 | Central |  | NRIS | South Belleville | 200 | 200 | Battery Storage | Battery Storage |  |  | 0 | 0 | 0 | 0
J4205 | Active | 2025-11-17 |  |  | 2025-06-16 | ENTERGY NEW ORLEANS, LLC | Orleans |  |  | LA | 0MW GIA | NA |  | ERIS | Suillivan Station (Entergy0 | 0 | 0 | Hybrid | Combustion Turbine (Simple Cycle) |  |  | 0 | 0 | 0 | 0
J4206 | Active | 2025-12-20 |  |  | 2030-06-30 | METC |  |  |  |  | DPP-2026 | East (ITC) |  | NRIS |  | 100 | 100 |  |  |  |  | 0 | 0 | 0 | 0
J4207 | Active | 2025-12-20 |  |  | 2030-06-30 | METC |  |  |  |  | DPP-2026 | East (ITC) |  | NRIS |  | 100 | 100 |  |  |  |  | 0 | 0 | 0 | 0
J4208 | Active | 2025-12-20 |  |  | 2029-05-01 | METC |  |  |  |  | DPP-2026 | East (ITC) |  | NRIS |  | 100 | 100 |  |  |  |  | 0 | 0 | 0 | 0
J4209 | Pending Transfer | 2025-12-20 |  |  | 2030-06-30 | METC |  |  |  |  | DPP-2026 | East (ITC) |  | NRIS |  | 100 | 100 |  |  |  |  | 0 | 0 | 0 | 0
J4210 | Active | 2026-02-06 |  |  | 2030-01-06 | ITC |  |  |  |  | DPP-2026 | East (ITC) |  | NRIS |  | 250 | 250 |  |  |  |  | 0 | 0 | 0 | 0
J4211 | Active | 2025-11-15 |  |  | 2027-08-01 | ENTERGY ARKANSAS, LLC |  |  |  |  | 0MW GIA | NA |  | ERIS |  | 0 | 0 |  |  |  |  | 0 | 0 | 0 | 0
J4212 | Active | 2026-02-18 |  |  | 2030-01-06 | ITC |  |  |  |  | DPP-2026 | East (ITC) |  | NRIS |  | 150 | 150 |  |  |  |  | 0 | 0 | 0 | 0
J4213 | Active | 2026-02-18 |  |  | 2031-06-30 | ENTERGY ARKANSAS, LLC |  |  |  |  | DPP-2026 | South |  | NRIS |  | 350 | 350 |  |  |  |  | 0 | 0 | 0 | 0
J4214 | Active | 2026-02-18 |  |  | 2031-06-30 | ENTERGY ARKANSAS, LLC |  |  |  |  | DPP-2026 | South |  | NRIS |  | 500 | 500 |  |  |  |  | 0 | 0 | 0 | 0
J4215 | Active | 2026-02-18 |  |  | 2031-06-30 | ENTERGY ARKANSAS, LLC |  |  |  |  | DPP-2026 | South |  | NRIS |  | 500 | 500 |  |  |  |  | 0 | 0 | 0 | 0
J4216 | Active | 2026-02-23 |  |  | 2031-06-30 | ENTERGY SERVICES, LLC. |  |  |  |  | DPP-2026 | South |  | NRIS |  | 1500 | 1500 |  |  |  |  | 0 | 0 | 0 | 0
J4217 | Active | 2026-02-23 |  |  | 2031-06-01 | ENTERGY SERVICES, LLC. |  |  |  |  | DPP-2026 | South |  | NRIS |  | 800 | 800 |  |  |  |  | 0 | 0 | 0 | 0
J4218 | Active | 2026-02-24 |  |  | 2031-06-01 | ENTERGY SERVICES, LLC. |  |  |  |  | DPP-2026 | South |  | NRIS |  | 800 | 800 |  |  |  |  | 0 | 0 | 0 | 0
J4219 | Active | 2026-02-24 |  |  | 2031-06-30 | ENTERGY LOUISIANA, LLC |  |  |  |  | DPP-2026 | South |  | NRIS |  | 1500 | 1500 |  |  |  |  | 0 | 0 | 0 | 0
J4220 | Withdrawn | 2026-02-26 | 2026-05-28 |  | 2031-06-30 | CLECO POWER LLC |  |  |  |  | DPP-2026 | South |  | NRIS |  | 1500 | 1500 |  |  |  |  | 0 | 0 | 0 | 0
J4221 | Active | 2026-02-26 |  |  | 2031-06-30 | ENTERGY ARKANSAS, LLC |  |  |  |  | DPP-2026 | South |  | NRIS |  | 1500 | 1500 |  |  |  |  | 0 | 0 | 0 | 0
J4222 | Active | 2026-03-11 |  |  | 2029-04-03 | DUKE ENERGY INDIANA, LLC |  |  |  |  | DPP-2026 | Central |  | NRIS |  | 300 | 300 |  |  |  |  | 0 | 0 | 0 | 0
J4223 | Active | 2026-03-11 |  |  | 2029-04-03 | NORTHERN STATES POWER COMPANY |  |  |  |  | DPP-2026 | East (ITC) |  | NRIS |  | 250 | 250 |  |  |  |  | 0 | 0 | 0 | 0
J4224 | Active | 2026-03-20 |  |  | 2031-06-30 | NORTHERN STATES POWER COMPANY |  |  |  |  | DPP-2026 | West |  | NRIS |  | 250 | 250 |  |  |  |  | 0 | 0 | 0 | 0
J4225 | Active | 2026-03-20 |  |  | 2031-06-30 | NORTHERN STATES POWER COMPANY |  |  |  |  | DPP-2026 | West |  | NRIS |  | 250 | 250 |  |  |  |  | 0 | 0 | 0 | 0
J4226 | Active | 2026-03-21 |  |  | 2031-06-30 | AMERICAN TRANSMISSION COMPANY | Story |  |  |  | DPP-2026 | East (ATC) |  | NRIS | Story County | 150 | 150 |  |  |  |  | 0 | 0 | 0 | 0
J4227 | Active | 2026-03-21 |  |  | 2031-06-30 | AMERICAN TRANSMISSION COMPANY | Story |  |  |  | DPP-2026 | East (ATC) |  | NRIS | Story County | 150 | 150 |  |  |  |  | 0 | 0 | 0 | 0
J4228 | Active | 2026-03-19 |  |  | 2029-02-24 | METC |  |  |  |  | DPP-2026 | East (ITC) |  | NRIS |  | 100 | 100 |  |  |  |  | 0 | 0 | 0 | 0
J4229 | Active | 2026-03-20 |  |  | 2031-06-30 | DAIRYLAND POWER COOPERATIVE |  |  |  |  | DPP-2026 | West |  | NRIS |  | 350 | 350 |  |  |  |  | 0 | 0 | 0 | 0
J4230 | Active | 2026-03-20 |  |  | 2031-06-30 | NORTHERN STATES POWER COMPANY |  |  |  |  | DPP-2026 | West |  | NRIS |  | 250 | 250 |  |  |  |  | 0 | 0 | 0 | 0
J4231 | Active | 2026-03-20 |  |  | 2031-06-30 | INDIANAPOLIS POWER & LIGHT COMPANY | Pike |  |  |  | DPP-2026 | Central |  | NRIS |  | 400 | 400 |  |  |  |  | 0 | 0 | 0 | 0
J4232 | Active | 2026-03-20 |  |  | 2031-06-30 | AMEREN ILLINOIS |  |  |  |  | DPP-2026 | Central |  | NRIS |  | 200 | 200 |  |  |  |  | 0 | 0 | 0 | 0
J4233 | Active | 2026-03-21 |  |  | 2031-06-30 | ITC |  |  |  |  | DPP-2026 | East (ITC) |  | NRIS |  | 300 | 300 |  |  |  |  | 0 | 0 | 0 | 0
J4234 | Active | 2026-03-21 |  |  | 2031-06-30 | ITC |  |  |  |  | DPP-2026 | East (ITC) |  | NRIS |  | 300 | 300 |  |  |  |  | 0 | 0 | 0 | 0
J4235 | Active | 2026-03-21 |  |  | 2031-06-30 | ITC MIDWEST | Linn |  |  |  | DPP-2026 | West |  | NRIS | Duane Arnold | 400 | 400 |  |  |  |  | 0 | 0 | 0 | 0
J4236 | Active | 2026-03-20 |  |  | 2031-06-30 | CLECO POWER LLC |  |  |  |  | DPP-2026 | South |  | NRIS |  | 400 | 400 |  |  |  |  | 0 | 0 | 0 | 0
J4237 | Active | 2026-03-24 |  |  | 2031-06-30 | METC |  |  |  |  | DPP-2026 | East (ITC) |  | NRIS |  | 200 | 200 |  |  |  |  | 0 | 0 | 0 | 0
J4238 | Active | 2026-04-10 |  |  | 2029-12-30 | AMEREN ILLINOIS |  |  |  |  | DPP-2026 | Central |  | NRIS |  | 125 | 125 |  |  |  |  | 0 | 0 | 0 | 0
J4239 | Active | 2026-04-23 |  |  | 2029-09-01 | ENTERGY TEXAS, INC. |  |  |  |  | DPP-2026 | South |  | NRIS |  | 770 | 770 |  |  |  |  | 0 | 0 | 0 | 0
J4240 | Active | 2026-05-13 |  |  | 2031-06-28 | OTTER TAIL POWER COMPANY | Grant |  |  |  | DPP-2026 | West |  | NRIS | Big Stone South 345 kV substation | 250 | 250 |  |  |  |  | 0 | 0 | 0 | 0
J4241 | Active | 2026-05-28 |  |  | 2030-12-01 | AMEREN MISSOURI | St. Charles |  |  |  | DPP-2026 | Central |  | NRIS | SIOUX | 2220 | 2220 |  |  |  |  | 0 | 0 | 0 | 0
J4242 | Active | 2026-05-22 |  |  | 2031-05-01 | ENTERGY ARKANSAS, LLC |  |  |  |  | DPP-2026 | South |  | NRIS |  | 115 | 115 |  |  |  |  | 0 | 0 | 0 | 0
J4243 | Active | 2026-06-08 |  |  | 2031-10-01 | ENTERGY MISSISSIPPI, LLC. EMTO |  |  |  |  | DPP-2026 | South |  | NRIS |  | 100 | 100 |  |  |  |  | 0 | 0 | 0 | 0
J4244 | Active | 2026-06-06 |  |  | 2031-10-01 | ENTERGY MISSISSIPPI, LLC. |  |  |  |  | DPP-2026 | South |  | NRIS |  | 100 | 100 |  |  |  |  | 0 | 0 | 0 | 0
J4245 | Active | 2026-06-25 |  |  | 2031-07-31 | ENTERGY MISSISSIPPI, LLC. |  |  |  |  | DPP-2026 | South |  | NRIS |  | 770 | 770 |  |  |  |  | 0 | 0 | 0 | 0
J4246 | Active | 2026-06-25 |  |  | 2030-05-01 | ENTERGY TEXAS, INC. ETTO |  |  |  |  | DPP-2026 | South |  | NRIS |  | 560 | 560 |  |  |  |  | 0 | 0 | 0 | 0
J4247 | Active | 2026-06-24 |  |  | 2031-10-01 | AMEREN ILLINOIS |  |  |  |  | DPP-2026 | Central |  | NRIS |  | 120 | 120 |  |  |  |  | 0 | 0 | 0 | 0
J4248 | Active | 2026-06-25 |  |  | 2031-11-30 | ENTERGY ARKANSAS, LLC |  |  |  |  | DPP-2026 | South |  | NRIS |  | 770 | 770 |  |  |  |  | 0 | 0 | 0 | 0
J4249 | Active | 2026-06-03 |  |  | 2031-05-01 | AMERICAN TRANSMISSION COMPANY |  |  |  |  | DPP-2026 | East (ATC) |  | NRIS |  | 100 | 100 |  |  |  |  | 0 | 0 | 0 | 0
J4250 | Active | 2026-07-15 |  |  | 2029-12-31 | GREAT RIVER ENERGY |  |  |  |  | DPP-2026 | West |  | NRIS |  | 200 | 200 |  |  |  |  | 0 | 0 | 0 | 0
J4251 | Active | 2026-07-15 |  |  | 2029-12-31 | SOUTHERN MINNESOTA MUNICIPAL POWER AGENCY |  |  |  |  | DPP-2026 | West |  | NRIS |  | 200 | 200 |  |  |  |  | 0 | 0 | 0 | 0
J4252 | Active | 2026-07-15 |  |  | 2029-12-31 | GREAT RIVER ENERGY |  |  |  |  | DPP-2026 | West |  | NRIS |  | 250 | 250 |  |  |  |  | 0 | 0 | 0 | 0
J4253 | Active | 2026-07-30 |  |  | 2029-04-01 | AMEREN MISSOURI |  |  |  |  | DPP-2026 | Central |  | NRIS |  | 86 | 86 |  |  |  |  | 0 | 0 | 0 | 0
J4254 | Active | 2026-08-08 |  |  | 2031-04-01 | AMEREN ILLINOIS |  |  |  |  | DPP-2026 | Central |  | NRIS |  | 250 | 250 |  |  |  |  | 0 | 0 | 0 | 0
J4255 | Active | 2026-07-24 |  |  | 2031-01-14 | DUKE ENERGY INDIANA, LLC CIN |  |  |  |  | DPP-2026 | Central |  | NRIS |  | 300 | 300 |  |  |  |  | 0 | 0 | 0 | 0
J4256 | Active | 2026-08-10 |  |  | 2031-06-30 | [5 empty] | DPP-2026 | Central |  | NRIS |  | 2015 | 2015 |  |  |  |  | 0 | 0 | 0 | 0
J4257 | Active | 2026-08-17 |  |  | 2031-10-01 | AMEREN ILLINOIS |  |  |  |  | DPP-2026 | Central |  | NRIS |  | 80 | 80 |  |  |  |  | 0 | 0 | 0 | 0
J4258 | Active | 2026-08-06 |  |  | 2031-02-22 | ENTERGY TEXAS, INC. ETTO |  |  |  |  | DPP-2026 | South |  | NRIS |  | 787.3 | 787.3 |  |  |  |  | 0 | 0 | 0 | 0
J441 | Withdrawn | 2015-04-15 | 2019-08-09 |  | 2018-09-01 | NORTHERN STATES POWER COMPANY | Dodge County |  |  | MN | DPP-2017-FEB | West | GIA | NRIS | Byron 345 kV Substation | 170 | 170 | Wind | Wind Turbine | Withdrawn | 2019-09-18 | 170 | 170 | 170 | 170
J444 | Withdrawn | 2015-05-07 | 2018-04-12 |  | 2017-01-31 | ITC MIDWEST | Wayne County |  |  | MI | DPP-2017-FEB | East (ITC) | GIA | NRIS | Waterman/Navarre 230kV | 235 | 235 | Gas | Combined Cycle | Not Started |  | 0 | 0 | 0 | 0
J446 | Withdrawn |  | 2023-02-21 | [6 empty] | IN | [5 empty] | 0 | 0 |  |  |  |  | 0 | 0 | 0 | 0
J447 | Withdrawn | 2017-06-16 | 2019-10-24 |  | 2021-07-01 | ITC MIDWEST | Cerro Gordo County |  |  | IA | DPP-2017-AUG | West | GIA | NRIS | Emery 161 kV Substation | 150 | 150 | Wind | Wind Turbine | Not Started |  | 0 | 0 | 0 | 0
J458 | Withdrawn | 2015-05-18 | 2019-04-09 |  | 2019-09-30 | OTTER TAIL POWER COMPANY | Clark County |  |  | SD | DPP-2017-FEB | West | GIA | NRIS | On proposed Big Stone-Ellendale 345 kV line approx. 76 miles west of Big Stone | 200 | 200 | Wind | Wind Turbine | Not Started |  | 0 | 0 | 0 | 0
J467 | Withdrawn | 2017-06-16 | 2019-01-08 |  | 2017-11-15 | AMEREN ILLINOIS | Douglas County |  |  | IL | DPP-2017-AUG | Central | GIA | NRIS | Sidnay-Kansas 345kV Line | 102 | 102 | Wind | Wind Turbine | Not Started |  | 0 | 0 | 0 | 0
J478 | Withdrawn | 2017-06-16 | 2019-04-17 |  | 2018-07-01 | Duke Energy Corporation | Clinton County |  |  | IN | DPP-2017-AUG | Central | GIA | NRIS | Thorntown - New London - Kokomo 230kV Line | 200 | 200 | Wind | Wind Turbine | Not Started |  | 200 | 200 | 0 | 0
J502 | Withdrawn | 2017-06-16 | 2019-01-07 |  | 2019-09-01 | Entergy | Orange County |  |  | TX | DPP-2017-AUG | South | GIA | NRIS | McLewis 230 kV Substation | 100 | 100 | Solar | Photovoltaic | Not Started |  | 0 | 0 | 0 | 0
J508 | Withdrawn | 2015-11-16 | 2017-07-17 |  | 2017-04-01 | Entergy | Clark County |  |  | AR | DPP-2017-FEB | South | GIA | NRIS | tap 115 kV line betwwen W Arkadelphia sub and Delarc sub at 3.85 miles from West Arkadelphia substat | 42.7 | 42.7 | Gas | Combined Cycle | Not Started |  | 0 | 0 | 0 | 0
J522 | Withdrawn | 2015-11-16 | 2019-04-09 |  | 2019-09-15 | ITC MIDWEST | Mower County |  |  | MN | DPP-2017-FEB | West | GIA | NRIS | Adams substation at 69 kV | 20 | 20 | Battery Storage | Battery Storage | Not Started |  | 0 | 0 | 0 | 0
J544 | Done |  |  |  | 2018-09-01 |  |  |  |  | LA | [5 empty] | 0 | 0 |  |  | In Service | 2021-09-15 | 98.1 | 98.1 | 98.1 | 98.1
J545 | Done | 2017-06-16 |  | 2021-05-19 | 2020-08-31 | NORTHERN STATES POWER COMPANY | Lincoln County |  |  | MN | DPP-2017-AUG | West | GIA | ERIS | Buffalo 115kV Substation | 110 | 110 | Wind | Wind Turbine | In Service | 2022-12-15 | 110 | 0 | 110 | 0
J556 | Withdrawn | 2016-04-04 | 2019-04-09 |  | 2019-12-31 | GREAT RIVER ENERGY | Renville County |  |  | MN | DPP-2017-FEB | West | GIA | NRIS | Panther 230kV Substation | 102 | 102 | Wind | Wind Turbine | Not Started |  | 0 | 0 | 0 | 0
J570 | Withdrawn | 2016-05-06 | 2019-08-05 |  | 2018-09-15 | MIDAMERICAN ENERGY COMPANY | Atchison County |  |  | MO | DPP-2017-FEB | West | GIA | NRIS | Cooper - Atchison 345kV Line | 150 | 150 | Wind | Wind Turbine | Not Started |  | 150 | 150 | 0 | 0
J579 | Withdrawn | 2017-06-16 | 2019-01-09 |  | 2018-10-01 | METC | Allegan County |  |  | MI | DPP-2017-AUG | East (ITC) | GIA | NRIS | Argenta 345kV Substation | 200 | 200 | Wind | Wind Turbine | Not Started |  | 0 | 0 | 0 | 0
J580 | Withdrawn | 2017-06-16 | 2021-01-29 |  | 2021-09-15 | MONTANA-DAKOTA UTILITIES CO. | Burleigh County |  |  | ND | DPP-2017-AUG | West | GIA | ERIS | Nepoleon Sub 230kV | 298 | 298 | Wind | Wind Turbine | Not Started |  | 298 | 0 | 0 | 0
J584 | Withdrawn | 2016-05-09 | 2020-09-29 | 2019-03-26 | 2018-09-15 | American Transmission Co. LLC | Green County |  |  | WI | DPP-2017-FEB | East (ATC) | GIA | NRIS | Blacksmith Tap - Spring Grove 69kV Line | 60 | 60 | Wind | Wind Turbine | Withdrawn | 2021-05-15 | 60 | 60 | 60 | 60
J625 | Withdrawn | 2017-06-16 | 2019-02-04 |  | 2019-09-15 | NORTHERN STATES POWER COMPANY | Meeker County | Renville County |  | MN | DPP-2017-AUG | West | GIA | NRIS | Blue Lake 345kV Substation | 400 | 400 | Wind | Wind Turbine | Not Started |  | 0 | 0 | 0 | 0
J628 | Withdrawn | 2017-06-16 | 2021-11-09 | 2021-09-12 | 2022-07-01 | GREAT RIVER ENERGY | Grand Forks County | Nelson County |  | ND | DPP-2017-AUG | West | GIA | ERIS | Ramsey - Prairie 230kV Line Tap | 400 | 400 | Wind | Wind Turbine | Not Started |  | 400 | 400 | 400 | 0
J632 | Withdrawn | 2017-06-16 | 2019-01-09 |  | 2018-09-15 | METC | Berrien County | Van Buren County |  | MI | DPP-2017-AUG | East (ITC) | GIA | NRIS | Argenta - Plaisades 345kV Line | 200 | 200 | Wind | Wind Turbine | Not Started |  | 0 | 0 | 0 | 0
J635 | Withdrawn | 2016-05-09 | 2017-06-15 |  | 2018-02-28 | Entergy | Concordia Parish |  |  | LA | DPP-2017-FEB | South | GIA | NRIS | Tap - Entergy 115kV T-line Natchez/South Plantation (ID:668) 1mile from Plantation Sub | 35 | 35 | Solar | Photovoltaic | Not Started |  | 0 | 0 | 0 | 0
J636 | Withdrawn | 2016-05-09 | 2017-06-20 |  | 2016-05-31 | CLECO POWER LLC | Rapides Parish |  |  | LA | DPP-2017-FEB | South | GIA | NRIS | Shady Oaks - Coughlin 138kV Line | 52 | 52 |  |  | Not Started |  | 0 | 0 | 0 | 0
J639 | Withdrawn | 2017-06-16 | 2022-10-31 | 2019-12-02 | 2019-04-01 | Entergy | West Baton Rouge Parish |  |  | LA | DPP-2017-AUG | South | GIA | NRIS | Addis - Big Cajun 230kV Line | 50 | 50 | Solar | Photovoltaic | Withdrawn | 2020-11-25 | 50 | 50 | 50 | 50
J640 | Withdrawn | 2017-06-16 | 2019-01-07 |  | 2019-04-01 | Entergy | St. Helena Parish |  |  | LA | DPP-2017-AUG | South | GIA | NRIS | Amite - Liberty 115kV Line | 50 | 50 | Solar | Photovoltaic | Not Started |  | 0 | 0 | 0 | 0
J646 | Done | 2016-06-16 |  | 2019-04-26 | 2010-07-01 | ITC MIDWEST | Macomb County |  |  | MI | DPP-2017-FEB | East (ITC) | GIA | ERIS | Carbon - connecting to ITC at Jewel, St-Clair and Spokane substations | 1.6 | 0 |  |  | Under Construction | 2010-07-01 | 1.6 | 0 | 1.6 | 0
J647 | Withdrawn | 2016-06-20 | 2018-09-06 |  | 2021-09-01 | METC | Muskegon County |  |  | MI | DPP-2017-FEB | East (ITC) | GIA | NRIS | BC Cobb - Four Mile 138kV Line | 147.4 | 147.4 | Solar | Photovoltaic | Not Started |  | 124.95 | 124.95 | 0 | 0
J657 | Withdrawn | 2016-07-08 | 2018-04-10 |  | 2019-09-01 | American Transmission Co. LLC | Manitowoc County |  |  | WI | DPP-2017-FEB | East (ATC) | GIA | NRIS | Kewaunee - Shoto 138kV Line (at the existing Mishicot Tap) | 100.8 | 100.8 | Wind | Wind Turbine | Not Started |  | 0 | 0 | 0 | 0
J658 | Withdrawn | 2016-07-07 | 2017-06-21 |  | 2018-09-15 | Ameren Missouri | Audrain County |  |  | MO | DPP-2017-FEB | Central | GIA | NRIS | Spencer Creek 345 kV Substation | 100.05 | 100.05 | Wind | Wind Turbine | Not Started |  | 0 | 0 | 0 | 0
J659 | Withdrawn | 2017-06-16 | 2019-01-07 |  | 2019-04-01 | Entergy | Franklin Parish |  |  | LA | DPP-2017-AUG | South | GIA | NRIS | Winnsboro to Gilbert 115 kV line | 50 | 50 | Solar | Photovoltaic | Not Started |  | 0 | 0 | 0 | 0
J662 | Withdrawn | 2016-07-11 | 2019-01-03 | 2018-10-09 | 2018-10-15 | Entergy | Crittenden County |  |  | AR | DPP-2017-FEB | South | GIA | NRIS | Marked Tree - Marion 161kV Line | 100.05 | 100.05 | Wind | Wind Turbine | Withdrawn | 2020-07-31 | 100.05 | 100.05 | 100.05 | 100.05
J663 | Done | 2017-06-16 |  | 2020-03-20 | 2018-10-01 | Entergy | Phillips County |  |  | AR | DPP-2017-AUG | South | GIA | NRIS | Robert E Ritchie 230kV Substation | 100 | 100 | Solar | Photovoltaic | In Service | 2022-05-01 | 100 | 100 | 100 | 100
J679 | Done | 2016-07-11 |  | 2018-10-12 | 2018-05-15 | Entergy | Carroll County |  |  | MS | DPP-2017-FEB | South | GIA | NRIS | Greenwood - Winona 115kV | 100 | 100 | Solar | Photovoltaic | In Service | 2021-04-15 | 100 | 100 | 100 | 100
J680 | Done | 2016-07-11 |  | 2018-10-09 | 2018-04-15 | Entergy | Ashley County |  |  | AR | DPP-2017-FEB | South | GIA | NRIS | Crosset West 115kV Substation | 100 | 100 | Solar | Photovoltaic | Under Construction | 2021-04-15 | 100 | 100 | 100 | 100
J683 | Done | 2016-07-11 |  | 2018-09-11 | 2018-02-28 | Entergy | West Baton Rouge Parish |  |  | LA | DPP-2017-FEB | South | GIA | NRIS | Wilbert - Livonia 138kV Substation (~1.5 mi from Wilbert) | 50 | 50 | Solar | Photovoltaic | In Service | 2020-01-31 | 50 | 50 | 50 | 50
J687 | Withdrawn | 2016-07-11 | 2017-02-17 |  | 2019-06-01 | Entergy | Orleans Parish |  |  | LA | DPP-2017-FEB | South | GIA | NRIS | Nasa 115kV Substation | 20 | 20 | Solar | Photovoltaic | Not Started |  | 0 | 0 | 0 | 0
J697 | Done | 2017-06-16 |  | 2019-11-25 | 2022-10-15 | Entergy | Morehouse Parish |  |  | LA | DPP-2017-AUG | South | GIA | NRIS | Oak Ridge 115 kV Substation | 150 | 150 | Solar | Photovoltaic | In Service | 2022-10-15 | 150 | 150 | 150 | 150
J698 | Withdrawn | 2017-06-16 | 2019-01-07 |  | 2015-11-01 | Entergy | Chicot County |  |  | AR | DPP-2017-AUG | South | GIA | NRIS | Lake Village Bagby 115 kV Substation | 150 | 150 | Solar | Photovoltaic | Not Started |  | 0 | 0 | 0 | 0
J701 | Done | 2017-06-16 |  | 2020-05-06 | 2017-09-15 | ITC MIDWEST | Tuscola County |  |  | MI | DPP-2017-AUG | East (ITC) | GIA | NRIS | Rapson - Grasssmere - Bauer 345kV Line Tap (Kirk 345 kV Sub) | 49 | 49 | Wind | Wind Turbine | In Service | 2018-10-01 | 49 | 49 | 49 | 49
J703 | Done | 2016-09-08 |  |  | 2019-03-01 | American Transmission Co. LLC | Marquette County |  |  | MI | DPP-2016 AUG/2017-FEB | East (ITC) | GIA | NRIS | Huron 138kV Substation -looping Lines FREG11 (National to Freeman) & Goose Lake (PI to Empire) | 128.1 | 128.1 | Gas | Piston (Engine), Internal Combustion (Diesel) | In Service | 2018-12-01 | 128.1 | 128.1 | 128.1 | 128.1
J704 | Done | 2016-09-08 |  |  | 2019-03-01 | American Transmission Co. LLC | Baraga County |  |  | MI | DPP-2016 AUG/2017-FEB | East (ITC) | GIA | NRIS | M38 Substation 138kV | 54.9 | 54.9 | Gas | Piston (Engine), Internal Combustion (Diesel) | In Service | 2018-12-01 | 54.9 | 54.9 | 54.9 | 54.9
J705 | Withdrawn | 2017-06-16 | 2021-01-29 |  | 2021-10-01 | MINNESOTA POWER INC. | Morton County |  |  | ND | DPP-2017-AUG | West | GIA | NRIS | Tri-county 230 kV substation | 100 | 100 | Wind | Wind Turbine | Not Started |  | 100 | 100 | 0 | 0
J706 | Withdrawn | 2017-06-16 | 2021-01-29 |  | 2021-10-01 | MINNESOTA POWER INC. | Morton County |  |  | ND | DPP-2017-AUG | West | GIA | NRIS | Tri-county 230kV sub | 100 | 100 | Wind | Wind Turbine | Not Started |  | 100 | 100 | 0 | 0
J707 | Withdrawn | 2016-09-09 | 2019-04-09 |  | 2020-09-23 | OTTER TAIL POWER COMPANY | Barnes County |  |  | ND | DPP-2017-FEB | West | GIA | ERIS | Buffalo 345kV | 300 | 300 | Wind | Wind Turbine | Not Started |  | 0 | 0 | 0 | 0
J708 | Withdrawn | 2016-09-09 | 2019-05-02 |  | 2022-06-01 | Southern Indiana Gas & Electric Company d/b/a Vectren Energy Delivery of Indiana, Inc. | Posey County |  |  | IN | DPP-2017-FEB | Central | GIA | NRIS | AB Brown 138 kV sub | 847 | 847 | Combined Cycle | Combined Cycle | Not Started | 2019-07-01 | 847 | 847 | 847 | 847
J709 | Withdrawn | 2016-09-09 | 2019-01-11 | 2018-10-17 | 2020-04-01 | COOPERATIVE ENERGY | Greene County |  |  | MS | DPP-2017-FEB | South | GIA | NRIS | Green Substation 230kV | 100 | 100 | Solar | Photovoltaic | Withdrawn | 2020-04-01 | 60 | 60 | 60 | 60
J710 | Withdrawn | 2016-09-09 | 2018-01-24 | 2018-01-24 | 2018-06-01 | Entergy | Lafayette Parish |  |  | LA | DPP-2017-FEB | South | GIA | NRIS | Duson - Scott line 69kV | 20 | 20 | Solar | Photovoltaic | Not Started | 2018-11-01 | 20 | 20 | 0 | 0
J711 | Withdrawn | 2016-09-09 | 2018-12-10 |  | 2020-09-23 | American Transmission Co. LLC | Baraga County |  |  | MI | DPP-2016 AUG/2017-FEB | East (ITC) | GIA | NRIS | Silver River 138kV | 130 | 130 | Wind | Wind Turbine | Withdrawn | 2020-09-23 | 130 | 130 | 130 | 130
J712 | Withdrawn | 2016-09-09 | 2018-04-10 |  | 2020-09-20 | American Transmission Co. LLC | Iowa County |  |  | WI | DPP-2017-FEB | East (ATC) | GIA | NRIS | Hill Valley 138kV Substation | 200 | 200 | Wind | Wind Turbine | Not Started |  | 0 | 0 | 0 | 0
J713 | Withdrawn | 2017-06-16 | 2021-01-29 |  | 2020-09-15 | MINNESOTA POWER INC. | Oliver County |  |  | ND | DPP-2017-AUG | West | GIA | NRIS | Square Butte East 230kV Substation | 300 | 300 | Wind | Wind Turbine | Not Started |  | 300 | 300 | 0 | 0
J714 | Withdrawn | 2017-06-16 | 2019-04-17 |  | 2019-08-31 | Duke Energy Corporation | Montgomery County |  |  | IN | DPP-2017-AUG | Central | GIA | NRIS | Frankfurt - Cayuga 230kV line | 200 | 200 | Wind | Wind Turbine | Not Started |  | 192 | 192 | 0 | 0
J715 | Done | 2017-06-16 |  | 2019-12-09 | 2019-08-31 | AMEREN ILLINOIS | Marshall County |  |  | IL | DPP-2017-AUG | Central | GIA | NRIS | McLean County-Oglesby 138kV Line 1382 | 100 | 100 | Wind | Wind Turbine | In Service | 2021-05-01 | 98 | 98 | 98 | 98
J717 | Done | 2016-09-12 |  | 2019-10-08 | 2019-09-03 | METC | Isabella County |  |  | MI | DPP-2017-FEB | East (ITC) | GIA | NRIS | Edenville Junction to Warren 138 kV Line | 200.1 | 200.1 | Wind | Wind Turbine | In Service | 2020-06-30 | 200.1 | 200.1 | 200.1 | 200.1
J718 | Done | 2016-09-13 |  | 2020-04-21 | 2020-12-31 | DAIRYLAND POWER COOPERATIVE | Fillmore County |  |  | MN | DPP-2017-FEB | West | GIA | NRIS | Cherry Grove 69kV Substation | 49.98 | 49.98 | Solar | Photovoltaic | Under Construction | 2023-09-01 | 49.98 | 49.98 | 45 | 45
J720 | Withdrawn | 2017-06-16 | 2021-01-29 |  | 2020-09-01 | ITC MIDWEST | Jackson County |  |  | MN | DPP-2017-AUG | West | GIA | NRIS | Lakefield - Raun 345 kV line | 200 | 200 | Wind | Wind Turbine | Under Construction | 2021-09-01 | 200 | 200 | 0 | 0
J721 | Withdrawn | 2016-10-24 | 2019-08-09 |  | 2019-09-15 | OTTER TAIL POWER COMPANY | Codington County | Deuel County |  | SD | DPP-2017-FEB | West | GIA | NRIS | Big Stone South substation, Big Stone City | 200 | 200 | Wind | Wind Turbine | Not Started |  | 200 | 200 | 0 | 0
J722 | Done | 2017-06-16 |  | 2021-10-04 | 2021-09-15 | OTTER TAIL POWER COMPANY | Codington County | Deuel County |  | SD | DPP-2017-AUG | West | GIA | ERIS | Big Stone South 230kV Substation | 200 | 200 | Wind | Wind Turbine | Under Construction | 2023-09-01 | 200 | 200 | 200 | 0
J725 | Withdrawn | 2017-06-16 | 2019-02-15 |  | 2020-09-15 | GREAT RIVER ENERGY | Murray County |  |  | MN | DPP-2017-AUG | West | GIA | NRIS | Cedar Mountain 345 kV Substation | 200 | 200 | Wind | Wind Turbine | Not Started |  | 0 | 0 | 0 | 0
J726 | Withdrawn | 2017-06-16 | 2018-11-19 |  | 2019-09-15 | GREAT RIVER ENERGY | Cottonwood County |  |  | MN | DPP-2017-AUG | West | GIA | NRIS | Cedar Mountain 345kV Substation | 200 | 200 | Wind | Wind Turbine | Not Started |  | 0 | 0 | 0 | 0
J728 | Done | 2016-11-02 |  | 2019-10-08 | 2019-09-03 | METC | Isabella County |  |  | MI | DPP-2017-FEB | East (ITC) | GIA | NRIS | Edenville Junction to Warren 138 kV Line | 200.1 | 200.1 | Wind | Wind Turbine | In Service | 2020-06-30 | 200.1 | 200.1 | 186.3 | 186.3
J731 | Withdrawn | 2016-11-08 | 2019-04-09 |  | 2020-09-23 | MIDAMERICAN ENERGY COMPANY | Palo Alto County |  |  | IA | DPP-2017-FEB | West | GIA | ERIS | Kossuth-O'Brien 345kV | 200 | 200 | Wind | Wind Turbine | Not Started |  | 0 | 0 | 0 | 0
J732 | Done | 2017-06-16 |  | 2020-07-29 | 2021-06-08 | American Transmission Co. LLC | Douglas County |  |  | WI | DPP-2017-AUG | East (ATC) | GIA | NRIS | Arrowhead - Stone Lake 345kV Line | 527.8 | 561.5 | Combined Cycle | Combined Cycle | Under Construction | 2023-11-10 | 561.5 | 561.5 | 561.5 | 561.5
J733 | Withdrawn | 2016-11-08 | 2019-04-09 |  | 2020-09-23 | ITC MIDWEST | Franklin County |  |  | IA | DPP-2017-FEB | West | GIA | ERIS | J416 345 kV Interconnection Facilitities to be Owned by ITCM | 200 | 200 | Wind | Wind Turbine | Not Started |  | 0 | 0 | 0 | 0
J734 | Done | 2016-11-10 |  | 2019-02-19 | 2017-06-01 | AMEREN ILLINOIS | Ford County |  |  | IL | DPP-2017-FEB | Central | GIA | NRIS-Only | Gibson City South Substation | 57.1 | 57.1 | Gas | Combustion Turbine (Simple Cycle) | In Service | 2017-09-01 | 11.5 | 11.5 | 11.5 | 11.5
J739 | Withdrawn | 2016-11-11 | 2019-08-09 |  | 2020-09-15 | NORTHERN STATES POWER COMPANY | Lyon County |  |  | MN | DPP-2017-FEB | West | GIA | NRIS | Lyon County 345kV Substation | 200 | 200 | Wind | Wind Turbine | Not Started |  | 200 | 200 | 0 | 0
J740 | Withdrawn | 2016-11-11 | 2020-08-10 | 2019-03-15 | 2020-09-23 | NORTHERN INDIANA PUBLIC SERVICE COMPANY LLC | Jasper County | Pulaski County |  | IN | DPP-2017-FEB | Central | GIA | NRIS | Reynold 345kV substation | 200 | 200 | Wind | Wind Turbine | Withdrawn | 2020-10-15 | 200 | 200 | 200 | 200
J741 | Withdrawn | 2016-11-14 | 2019-08-09 |  | 2019-09-01 | MONTANA-DAKOTA UTILITIES CO. | Emmons County | Logan County |  | ND | DPP-2017-FEB | West | GIA | NRIS | Wishek - Linton 115kV | 51 | 51 | Wind | Wind Turbine | Not Started |  | 50.4 | 50.4 | 0 | 0
J743 | Withdrawn | 2017-06-16 | 2019-10-24 |  | 2020-07-31 | NORTHERN STATES POWER COMPANY | Cass County |  |  | ND | DPP-2017-AUG | West | GIA | NRIS | Bison 345kV Substation | 200 | 200 | Wind | Wind Turbine | Not Started |  | 0 | 0 | 0 | 0
J745 | Withdrawn | 2016-11-14 | 2019-04-09 |  | 2021-06-01 | NORTHERN STATES POWER COMPANY | Nobles County |  |  | MN | DPP-2017-FEB | West | GIA | NRIS | Nobles-Fenton 115kV | 100 | 100 | Wind | Wind Turbine | Not Started |  | 0 | 0 | 0 | 0
J746 | Withdrawn | 2016-11-14 | 2019-08-09 |  | 2020-08-01 | GREAT RIVER ENERGY | McHenry County | McLean County | Ward County | ND | DPP-2017-FEB | West | GIA | NRIS | Stanton-McHenry 230kV | 200 | 200 | Wind | Wind Turbine | Not Started |  | 200 | 200 | 0 | 0
J747 | Withdrawn | 2016-11-14 | 2019-04-09 |  | 2017-10-01 | OTTER TAIL POWER COMPANY | Deuel County |  |  | SD | DPP-2017-FEB | West | GIA | NRIS | Brooking County - Big Stone South (J510 Tap - J630 Tap) 345kV Line | 200 | 200 | Wind | Wind Turbine | Not Started |  | 0 | 0 | 0 | 0
J748 | Done | 2016-11-14 |  | 2020-03-20 | 2020-10-01 | MIDAMERICAN ENERGY COMPANY | Plymouth County |  |  | IA | DPP-2017-FEB | West | GIA | NRIS | Highland - Raun 345kV Line Tap | 200 | 200 | Wind | Wind Turbine | In Service | 2021-10-01 | 200 | 200 | 200 | 175
J749 | Withdrawn | 2016-11-14 | 2018-05-01 |  | 2018-09-01 | METC | Gratiot County |  |  | MI | DPP-2017-FEB | East (ITC) | GIA | NRIS | Redstone 138 kV Substation | 20 | 20 | Battery Storage |  | Not Started |  | 0 | 0 | 0 | 0
J750 | Withdrawn | 2017-06-16 | 2025-07-07 | 2020-01-14 | 2019-08-15 | City of Springfield, IL - CWLP | Morgan County |  |  | IL | DPP-2017-AUG | Central | GIA | NRIS | Westchester 138kV Substation | 150 | 150 | Wind | Wind Turbine | Withdrawn | 2022-05-15 | 150 | 150 | 150 | 150
J752 | Done | 2016-11-14 |  | 2019-10-10 | 2020-01-02 | ITC MIDWEST | Tuscola County |  |  | MI | DPP-2017-FEB | East (ITC) | GIA | NRIS | Ringle 345kV Switchyard | 100 | 100 | Wind | Wind Turbine | In Service | 2019-10-04 | 100 | 100 | 100 | 100
J753 | Withdrawn | 2016-11-14 | 2025-10-31 | 2019-03-08 | 2021-04-01 | BIG RIVERS ELECTRIC CORPORATION | Breckinridge County |  |  | KY | DPP-2017-FEB | Central | GIA | NRIS | Hardinsburg Sub 161kV | 100 | 100 | Solar | Photovoltaic | Under Construction | 2021-04-01 | 100 | 100 | 100 | 100
J754 | Withdrawn | 2016-11-14 | 2020-09-30 | 2019-04-11 | 2019-03-08 | Duke Energy Corporation | Montgomery County |  |  | IN | DPP-2017-FEB | Central | GIA | NRIS | Cayuga - Nucor 345kV | 303.6 | 303.6 | Wind | Wind Turbine | Withdrawn | 2020-04-30 | 303.6 | 303.6 | 303.6 | 303.6
J756 | Done | 2016-11-14 |  | 2019-03-26 | 2019-08-15 | AMEREN ILLINOIS | Logan County |  |  | IL | DPP-2017-FEB | Central | GIA | NRIS | Mason City to Fogarty 138kV | 202.4 | 202.4 | Wind | Wind Turbine | In Service | 2020-04-23 | 202.4 | 202.4 | 202.4 | 202.4
J757 | Done | 2016-11-14 |  | 2019-05-31 | 2020-08-14 | AMEREN TRANSMISSION COMPANY OF ILLINOIS | Morgan County | Sangamon County |  | IL | DPP-2017-FEB | Central | GIA | NRIS | Austin-Meredosia 345kV line | 303.6 | 303.6 | Wind | Wind Turbine | In Service | 2021-10-31 | 303.6 | 303.6 | 303.6 | 303.6
J758 | Done | 2016-11-14 |  | 2019-10-25 | 2018-10-01 | METC | Calhoun County |  |  | MI | DPP-2017-FEB | East (ITC) | GIA | NRIS | Verona-Foundry 138kV | 200 | 200 | Solar | Photovoltaic | In Service | 2022-04-08 | 200 | 200 | 200 | 200
J759 | Done | 2016-11-14 |  | 2019-02-15 | 2021-04-01 | HOOSIER ENERGY REC, INC | Spencer County |  |  | IN | DPP-2017-FEB | Central | GIA | NRIS | Troy 161kV Sub | 70 | 70 | Solar | Photovoltaic | In Service | 2020-07-02 | 70 | 69.9 | 70 | 69.9
J760 | Done | 2016-11-14 |  | 2019-03-27 | 2019-04-08 | American Transmission Co. LLC | Rock County |  |  | WI | DPP-2017-FEB | East (ATC) | GIA | NRIS | New Kitty Hawk 345kV substation | 30 | 30 | Gas | Combustion Turbine (Simple Cycle) | In Service | 2019-04-15 | 30 | 30 | 30 | 30
J761 | Withdrawn | 2016-11-14 | 2019-04-09 |  | 2020-09-15 | ITC MIDWEST | Faribault County |  |  | MN | DPP-2017-FEB | West | GIA | NRIS | Huntley 345 kV sub | 200 | 200 | Wind | Wind Turbine | Not Started |  | 0 | 0 | 0 | 0
J762 | Done | 2016-11-14 |  | 2019-03-08 | 2021-04-01 | BIG RIVERS ELECTRIC CORPORATION | Meade County |  |  | KY | DPP-2017-FEB | Central | GIA | NRIS | Meade Sub 161kV | 200 | 200 | Solar | Photovoltaic | Under Construction | 2021-04-01 | 200 | 200 | 200 | 200
J766 | Withdrawn | 2016-11-14 | 2019-04-09 |  | 2018-01-01 | MINNESOTA POWER INC. | Oliver County |  |  | ND | DPP-2017-FEB | West | GIA | NRIS | Square Butte 230kV Substation | 3.84 | 3.84 | Wind | Wind Turbine | Not Started |  | 0 | 0 | 0 | 0
J767 | Withdrawn | 2016-11-14 | 2019-08-09 |  | 2019-01-01 | ITC MIDWEST | Hancock County |  |  | IA | DPP-2017-FEB | West | GIA | NRIS | Lime Creek 161 kV substation | 12 | 12 | Wind | Wind Turbine | Not Started |  | 12 | 12 | 0 | 0
J768 | Withdrawn | 2016-11-14 | 2019-08-09 |  | 2019-01-01 | ITC MIDWEST | Story County |  |  | IA | DPP-2017-FEB | West | GIA | NRIS | Story County Substation | 12 | 12 | Wind | Wind Turbine | Not Started |  | 12 | 12 | 0 | 0
J769 | Withdrawn | 2016-11-14 | 2019-04-09 |  | 2019-07-31 | NORTHERN STATES POWER COMPANY | Renville County |  |  | MN | DPP-2017-FEB | West | GIA | NRIS | Kingman Run-Bird Island 69kV | 33 | 33 | Solar | Photovoltaic | Not Started |  | 0 | 0 | 0 | 0
J770 | Withdrawn | 2016-11-14 | 2019-04-09 |  | 2019-07-31 | NORTHERN STATES POWER COMPANY | Renville County |  |  | MN | DPP-2017-FEB | West | GIA | NRIS | Bird Island to Henryville Tap 69kV Line | 90 | 90 | Solar | Photovoltaic | Not Started |  | 0 | 0 | 0 | 0
J771 | Withdrawn | 2016-11-14 | 2019-04-09 |  | 2019-07-31 | GREAT RIVER ENERGY | Stearns County |  |  | MN | DPP-2017-FEB | West | GIA | NRIS | Lake Koronis-Paynesville 69kV | 50 | 50 | Solar | Photovoltaic | Not Started |  | 0 | 0 | 0 | 0
J776 | Withdrawn | 2016-11-14 | 2019-04-09 |  | 2019-11-01 | MIDAMERICAN ENERGY COMPANY | Franklin County |  |  | IA | DPP-2017-FEB | West | GIA | NRIS | Black Hawk-Killdeer 345kV | 99 | 99 | Wind | Wind Turbine | Not Started |  | 0 | 0 | 0 | 0
J777 | Withdrawn | 2016-11-14 | 2019-08-09 |  | 2019-11-01 | ITC MIDWEST | Franklin County |  |  | IA | DPP-2017-FEB | West | GIA | NRIS | Whispering Willow 161kV substation | 99 | 99 | Wind | Wind Turbine | Not Started |  | 99 | 99 | 0 | 0
J779 | Withdrawn | 2016-11-14 | 2019-08-09 |  | 2019-09-01 | MONTANA-DAKOTA UTILITIES CO. | Emmons County | Logan County |  | ND | DPP-2017-FEB | West | GIA | NRIS | Bismarck-Linton 115kV | 51 | 51 | Wind | Wind Turbine | Not Started |  | 50.4 | 50.4 | 0 | 0
J780 | Withdrawn | 2016-11-14 | 2019-04-09 |  | 2020-12-15 | OTTER TAIL POWER COMPANY | Sheridan County |  |  | ND | DPP-2017-FEB | West | GIA | NRIS | Harvey - Underwood 230kV Line | 200 | 200 | Wind | Wind Turbine | Not Started |  | 0 | 0 | 0 | 0
J782 | Withdrawn | 2016-11-14 | 2018-05-31 |  | 2021-04-01 | Ameren Missouri | Stoddard County |  |  | MO | DPP-2017-FEB | Central | GIA | NRIS | Stoddart sub 161kV | 100 | 100 | Solar | Photovoltaic | Not Started |  | 0 | 0 | 0 | 0
J783 | Done | 2016-11-14 |  | 2019-07-24 | 2021-04-01 | Southern Indiana Gas & Electric Company d/b/a Vectren Energy Delivery of Indiana, Inc. | Spencer County |  |  | IN | DPP-2017-FEB | Central | GIA | NRIS | Grandview Sub | 70 | 70 | Solar | Photovoltaic | Under Construction | 2021-04-01 | 70 | 69.9 | 70 | 69.9
J785 | Withdrawn | 2017-06-16 | 2021-01-29 |  | 2021-09-15 | ITC MIDWEST | Jackson County | Martin County |  | MN | DPP-2017-AUG | West | GIA | NRIS | Lakefield Junction - Huntley 345 kV line (Tap) | 105 | 105 | Wind | Wind Turbine | Not Started |  | 105 | 105 | 0 | 0
J793 | Done | 2017-06-16 |  | 2020-10-26 | 2021-05-14 | ITC MIDWEST | St. Clair County |  |  | MI | DPP-2017-AUG | East (ITC) | GIA | NRIS | Belle River - Fitz #2 345 kV Line Tap | 1175 | 1175 | Combined Cycle | Combined Cycle | In Service | 2021-05-14 | 1209 | 1209 | 1209 | 1175
J794 | Done | 2017-06-16 |  | 2020-06-18 | 2018-09-10 | METC | Gratiot County |  |  | MI | DPP-2017-AUG | East (ITC) | GIA | NRIS | J589 138kV Substation (Regal - Summerton 138kV Line) | 12.5 | 12.5 | Wind | Wind Turbine | In Service | 2018-10-26 | 12.5 | 12.5 | 12.5 | 12.5
J795 | Withdrawn | 2017-06-16 | 2019-01-08 |  | 2019-09-01 | Southern Illinois Power Cooperative | Gallatin County |  |  | IL | DPP-2017-AUG | Central | GIA | NRIS | Gallatin Junction 161 kV Substation | 69 | 69 | Solar | Photovoltaic | Not Started |  | 0 | 0 | 0 | 0
J796 | Done | 2017-06-16 |  | 2020-06-12 | 2019-09-01 | METC | Shiawassee County |  |  | MI | DPP-2017-AUG | East (ITC) | GIA | NRIS | Goss 138kV Substation | 239 | 239 | Solar | Photovoltaic | In Service | 2020-11-20 | 239 | 239 | 239 | 239
J797 | Withdrawn | 2017-06-16 | 2018-05-30 |  | 2019-09-01 | AMEREN ILLINOIS | Washington County |  |  | IL | DPP-2017-AUG | Central | GIA | NRIS | Ashley 138 kV Substation | 70 | 70 | Solar | Photovoltaic | Not Started |  | 0 | 0 | 0 | 0
J798 | Withdrawn | 2017-06-16 | 2019-01-08 |  | 2019-09-01 | American Transmission Co. LLC | Walworth County |  |  | WI | DPP-2017-AUG | East (ATC) | GIA | NRIS | University - Mukwanago UNIG52 Line Tap | 124 | 124 | Solar | Photovoltaic | Not Started |  | 0 | 0 | 0 | 0
J799 | Done | 2017-06-16 |  | 2020-05-13 | 2019-09-01 | ITC MIDWEST | Washtenaw County |  |  | MI | DPP-2017-AUG | East (ITC) | GIA | NRIS | Milan - Pioneer 120kV Line Tap | 189 | 189 | Solar | Photovoltaic | Under Construction | 2021-11-11 | 189 | 189 | 189 | 189
J800 | Done | 2017-06-16 |  | 2020-04-22 | 2020-09-30 | AMEREN ILLINOIS | White County |  |  | IL | DPP-2017-AUG | Central | GIA | NRIS | Crossville West Substation 138kV Bus - Albion South - Norris City 138 kV Line | 250 | 250 | Solar | Photovoltaic | Under Construction | 2022-10-01 | 250 | 250 | 250 | 250
J801 | Withdrawn | 2017-06-16 | 2024-07-22 | 2021-05-19 | 2020-09-01 | DAIRYLAND POWER COOPERATIVE | Pierce County |  |  | WI | DPP-2017-AUG | West | GIA | ERIS | Crystal Cave-Rock Elm 161kV line tap | 74 | 74 | Solar | Photovoltaic | Withdrawn | 2023-11-10 | 74 | 74 | 74 | 0
J802 | Withdrawn | 2017-06-16 | 2018-05-22 |  | 2020-09-01 | Duke Energy Corporation | Vermillion County |  |  | IN | DPP-2017-AUG | Central | GIA | NRIS | Cayuga 345 kV Substation | 1244 | 1244 | Combined Cycle | Combined Cycle | Not Started |  | 0 | 0 | 0 | 0
J803 | Withdrawn | 2017-06-16 | 2023-04-25 | 2021-05-19 | 2019-10-01 | NORTHERN STATES POWER COMPANY | Lyon County |  |  | MN | DPP-2017-AUG | West | GIA | ERIS | Tracy 69 kV line | 32.5 | 32.5 | Solar | Photovoltaic | Withdrawn | 2023-11-01 | 32.5 | 0 | 32.5 | 0
J804 | Withdrawn | 2017-06-16 | 2018-04-16 |  | 2019-09-01 | HOOSIER ENERGY REC, INC | Decatur County |  |  | IN | DPP-2017-AUG | Central | GIA | NRIS | Decatur 138kV Substation | 119 | 119 | Solar | Photovoltaic | Not Started |  | 0 | 0 | 0 | 0
J805 | Done | 2017-06-16 |  | 2020-05-08 | 2019-09-01 | Duke Energy Corporation | Shelby County |  |  | IN | DPP-2017-AUG | Central | GIA | NRIS | Gwynneville 345kV Substation | 199 | 199 | Solar | Photovoltaic | Under Construction | 2022-05-01 | 199 | 199 | 199 | 199
J806 | Done | 2017-06-16 |  | 2020-05-11 | 2019-09-01 | METC | Calhoun County |  |  | MI | DPP-2017-AUG | East (ITC) | GIA | NRIS | Rice Creek - Vrooman 138kV Line Tap | 149 | 149 | Solar | Photovoltaic | In Service | 2021-06-01 | 149 | 149 | 149 | 149
J807 | Withdrawn | 2017-06-16 | 2020-05-26 | 2019-10-17 | 2020-09-15 | American Transmission Co. LLC | Lafayette County |  |  | WI | DPP-2017-AUG | East (ATC) | GIA | NRIS | Darlington - Hillman 138kV Line (Falcon Substation J395) | 41.4 | 41.4 | Wind | Wind Turbine | Withdrawn | 2021-08-27 | 41.4 | 41.4 | 41.4 | 41.4
J808 | Done | 2017-06-16 |  | 2020-05-06 | 2019-09-01 | AMEREN ILLINOIS | Randolph County |  |  | IL | DPP-2017-AUG | Central | GIA | NRIS | Aster Substation 138kV Bus | 99 | 99 | Solar | Photovoltaic | In Service | 2020-07-01 | 99 | 99 | 99 | 99
J809 | Withdrawn | 2017-06-16 | 2019-01-09 |  | 2019-09-01 | METC | Ottawa County |  |  | MI | DPP-2017-AUG | East (ITC) | GIA | NRIS | Bass Creek - Black River 138 kV Line Tap | 99 | 99 | Solar | Photovoltaic | Not Started |  | 0 | 0 | 0 | 0
J810 | Withdrawn | 2017-06-16 | 2018-08-31 |  | 2023-04-01 | MIDAMERICAN ENERGY COMPANY | Audubon County |  |  | IA | DPP-2017-AUG | West | GIA | NRIS | Atlantic to Adair 161 kV line | 139.6 | 145.5 | Gas | Combustion Turbine (Simple Cycle) | Not Started |  | 0 | 0 | 0 | 0
J811 | Done | 2017-06-16 |  | 2020-03-25 | 2019-09-01 | AMEREN ILLINOIS | Fayette County |  |  | IL | DPP-2017-AUG | Central | GIA | NRIS | Ramsey East 138kV Substation | 99 | 99 | Solar | Photovoltaic | In Service | 2021-05-28 | 99 | 99 | 99 | 99
J812 | Withdrawn | 2017-06-16 | 2017-10-26 |  | 2017-06-16 | METC | Van Buren County |  |  | MI | DPP-2017-AUG | East (ITC) | GIA | NRIS | Covert - Palisades 345kV Line | 1108 | 1217 | Combined Cycle | Combined Cycle | Not Started |  | 0 | 0 | 0 | 0
J813 | Done | 2017-06-16 |  | 2019-12-16 | 2020-09-30 | AMEREN ILLINOIS | Clay County |  |  | IL | DPP-2017-AUG | Central | GIA | NRIS | Louisville South Substation 138kV Line | 275 | 275 | Solar | Photovoltaic | Under Construction | 2021-10-29 | 250 | 250 | 250 | 250
J814 | Withdrawn | 2017-06-16 | 2019-02-04 |  | 2020-09-15 | NORTHERN STATES POWER COMPANY | Clark County |  |  | WI | DPP-2017-AUG | West | GIA | NRIS | Eau Claire - Arpin 345kV Line | 99.9 | 99.9 | Wind | Wind Turbine | Not Started |  | 0 | 0 | 0 | 0
J815 | Withdrawn | 2017-06-16 | 2026-03-02 | 2020-04-16 | 2020-09-30 | AMEREN ILLINOIS | Christian County |  |  | IL | DPP-2017-AUG | Central | GIA | NRIS | Taylorville South-Austin (formerly Pawnee)138kV Line | 250 | 250 | Solar | Photovoltaic | Under Construction | 2022-10-28 | 250 | 250 | 250 | 250
J816 | Withdrawn | 2017-06-16 | 2021-01-29 |  | 2022-09-15 | OTTER TAIL POWER COMPANY | Cass County |  |  | ND | DPP-2017-AUG | West | GIA | NRIS | Buffalo 115kV Substation | 60 | 60 | Solar | Photovoltaic | Not Started |  | 60 | 60 | 0 | 0
J817 | Done | 2017-06-16 |  | 2019-12-17 | 2019-09-01 | Ameren Missouri | Warren County |  |  | MO | DPP-2017-AUG | Central | GIA | NRIS | Warrenton 161kV Substation | 139 | 139 | Solar | Photovoltaic | In Service | 2021-10-29 | 139 | 139 | 139 | 139
J818 | Done | 2017-06-16 |  | 2020-05-06 | 2019-09-01 | American Transmission Co. LLC | Jefferson County |  |  | WI | DPP-2017-AUG | East (ATC) | GIA | NRIS | Jefferson 138kV Substation | 149 | 149 | Solar | Photovoltaic | Under Construction | 2022-04-01 | 149 | 149 | 149 | 149
J819 | Withdrawn | 2017-06-16 | 2020-05-26 | 2020-05-20 | 2020-09-15 | American Transmission Co. LLC | Lafayette County |  |  | WI | DPP-2017-AUG | East (ATC) | GIA | NRIS | Darlington 138kV Substation | 99.9 | 99.9 | Wind | Wind Turbine | Withdrawn | 2021-09-01 | 99.9 | 99.9 | 99.9 | 99.9
J820 | Withdrawn | 2017-06-16 | 2017-08-03 |  | 2020-09-15 | METC | Eaton County |  |  | MI | DPP-2017-AUG | East (ITC) | GIA | NRIS | Oneida 345kV Substation | 100.05 | 100.05 | Wind | Wind Turbine | Not Started |  | 0 | 0 | 0 | 0
J821 | Withdrawn | 2017-06-16 | 2020-05-26 | 2019-10-17 | 2020-09-15 | American Transmission Co. LLC | Marathon County |  |  | WI | DPP-2017-AUG | East (ATC) | GIA | NRIS | Wein - Stratford 115 kV Line Tap | 99.9 | 99.9 | Wind | Wind Turbine | Withdrawn | 2021-08-27 | 99.9 | 99.9 | 99.9 | 99.9
J822 | Withdrawn | 2017-06-16 | 2019-01-08 |  | 2019-01-30 | Entergy | Lonoke County |  |  | AR | DPP-2017-AUG | South | GIA | NRIS | Lynch SES Switchyard - Carlisle 115kV Line | 100 | 100 | Solar | Photovoltaic | Not Started |  | 0 | 0 | 0 | 0
J823 | Withdrawn | 2017-06-16 | 2019-02-06 |  | 2020-09-15 | ITC MIDWEST | Clark County |  |  | MO | DPP-2017-AUG | West | GIA | NRIS | Twin Rivers - Twin Rivers Tap - Palmyra 161kV Line | 50 | 50 | Solar | Photovoltaic | Not Started |  | 0 | 0 | 0 | 0
J824 | Withdrawn | 2017-06-16 | 2019-04-17 |  | 2020-09-30 | Duke Energy Corporation | Sullivan County | Vigo County |  | IN | DPP-2017-AUG | Central | GIA | NRIS | Vigo-Farmersburg Junction 138kV Line | 245 | 245 | Solar | Photovoltaic | Not Started |  | 150 | 150 | 0 | 0
J825 | Withdrawn | 2017-06-16 | 2019-01-08 |  | 2020-09-15 | American Transmission Co. LLC | Green County |  |  | WI | DPP-2017-AUG | East (ATC) | GIA | NRIS | North Monroe - Albany 138kV Line | 99.9 | 99.9 | Wind | Wind Turbine | Not Started |  | 0 | 0 | 0 | 0
J826 | Done | 2017-06-16 |  | 2019-12-17 | 2020-09-01 | AMEREN ILLINOIS | McLean County |  |  | IL | DPP-2017-AUG | Central | GIA | NRIS | Weedman Substation 138kV Bus | 100 | 100 | Wind | Wind Turbine | In Service | 2021-05-28 | 100 | 100 | 100 | 100
J827 | Withdrawn | 2017-06-16 | 2019-01-08 |  | 2020-09-30 | Duke Energy Corporation | Fountain County | Montgomery County | Tippecanoe County | IN | DPP-2017-AUG | Central | GIA | NRIS | Lafayette - Veedsburg West - Attica 230kV Line | 300 | 300 | Wind | Wind Turbine | Not Started |  | 0 | 0 | 0 | 0
J828 | Withdrawn | 2017-06-16 | 2018-02-07 |  | 2020-08-01 | Duke Energy Corporation | Montgomery County |  |  | IN | DPP-2017-AUG | Central | GIA | NRIS | Crawfordsville - Linden Tap 138kV Line | 151.8 | 151.8 | Wind | Wind Turbine | Not Started |  | 0 | 0 | 0 | 0
J829 | Done | 2017-06-16 |  | 2020-05-26 | 2020-09-30 | Duke Energy Corporation | Sullivan County |  |  | IN | DPP-2017-AUG | Central | GIA | NRIS | Dresser - Merom 345kV Line | 250 | 250 | Solar | Photovoltaic | Under Construction | 2022-09-01 | 250 | 250 | 250 | 250
J830 | Done | 2017-06-16 |  | 2020-03-05 | 2020-06-01 | Entergy | Madison County |  |  | MS | DPP-2017-AUG | South | GIA | NRIS | Canton South to Hoy Road 230 kV Line | 100 | 100 | Solar | Photovoltaic | In Service | 2021-11-15 | 100 | 100 | 100 | 100
J831 | Done | 2017-06-16 |  | 2019-11-12 | 2017-06-16 | American Transmission Co. LLC | Ozaukee County |  |  | WI | DPP-2017-AUG | East (ATC) | GIA | NRIS | Port Washington Generating Switchyard 138 kV | 40 | 48 | Combined Cycle | Combined Cycle | In Service | 2019-10-28 | 48 | 48 | 48 | 48
J832 | Withdrawn | 2017-06-16 | 2021-06-02 | 2020-06-12 | 2020-04-01 | METC | Cheboygan County |  |  | MI | DPP-2017-AUG | East (ITC) | GIA | NRIS | Port Calcite - Riggsville 138kV Line | 100 | 100 | Solar | Photovoltaic | Withdrawn | 2022-12-31 | 91 | 91 | 91 | 91
J833 | Withdrawn | 2017-06-16 | 2021-10-22 | 2020-06-17 | 2020-04-01 | ITC MIDWEST | Washtenaw County |  |  | MI | DPP-2017-AUG | East (ITC) | GIA | NRIS | Milan-Pioneer 120kV line tap | 100 | 100 | Solar | Photovoltaic | Withdrawn | 2022-04-29 | 50 | 50 | 50 | 50
J834 | Done | 2017-06-16 |  | 2020-03-06 | 2020-09-01 | Entergy | Phillips County |  |  | AR | DPP-2017-AUG | South | GIA | NRIS | Robert E Ritchie 230kV Substation | 100 | 100 | Solar | Photovoltaic | In Service | 2021-11-15 | 100 | 100 | 100 | 100
J835 | Withdrawn | 2017-06-16 | 2019-04-17 |  | 2020-07-01 | AMEREN ILLINOIS | Morgan County |  |  | IL | DPP-2017-AUG | Central | GIA | NRIS | Meredosia - Austin 345kV Line | 200 | 200 | Wind | Wind Turbine | Not Started |  | 200 | 200 | 0 | 0
J836 | Done | 2017-06-16 |  | 2021-05-19 | 2021-11-01 | ITC MIDWEST | Kossuth County |  |  | IA | DPP-2017-AUG | West | GIA | ERIS | Ledyard 345kV Substation | 200 | 200 | Wind | Wind Turbine | In Service | 2022-09-30 | 200 | 0 | 200 | 0
J837 | Done | 2017-06-16 |  | 2019-10-21 | 2020-08-01 | NORTHERN INDIANA PUBLIC SERVICE COMPANY LLC | White County |  |  | IN | DPP-2017-AUG | Central | GIA | NRIS | Reynolds 345kV Substation | 200.1 | 200.1 | Wind | Wind Turbine | In Service | 2021-08-15 | 200.1 | 80 | 200.1 | 80
J838 | Done | 2017-06-16 |  | 2019-10-21 | 2020-08-01 | NORTHERN INDIANA PUBLIC SERVICE COMPANY LLC | White County |  |  | IN | DPP-2017-AUG | Central | GIA | NRIS | Reynolds 345kV Substation | 200.1 | 200.1 | Wind | Wind Turbine | In Service | 2021-08-15 | 100 | 40 | 100 | 40
J839 | Withdrawn | 2017-06-16 | 2020-05-27 |  | 2020-04-01 | ITC MIDWEST | Lapeer County |  |  | MI | DPP-2017-AUG | East (ITC) | GIA | NRIS | Otsego Tap - Otsego 120 kV Line Tap | 100 | 100 | Solar | Photovoltaic | Withdrawn | 2023-03-31 | 58 | 58 | 58 | 58
J840 | Withdrawn | 2017-06-16 | 2021-01-29 |  | 2021-07-01 | MIDAMERICAN ENERGY COMPANY | Humboldt County |  |  | IA | DPP-2017-AUG | West | GIA | NRIS | Kossuth - Webster 345 kV Line | 150 | 150 | Wind | Wind Turbine | Not Started |  | 150 | 150 | 0 | 0
J841 | Withdrawn | 2017-06-16 | 2020-01-24 |  | 2020-04-01 | METC | Saginaw County |  |  | MI | DPP-2017-AUG | East (ITC) | GIA | NRIS | Orr RD 138 kV Substation | 702 | 725 | Combined Cycle | Combined Cycle | Not Started |  | 725 | 725 | 725 | 702
J842 | Withdrawn | 2017-06-16 | 2020-02-10 |  | 2020-07-01 | Southern Indiana Gas & Electric Company d/b/a Vectren Energy Delivery of Indiana, Inc. | Gibson County |  |  | IN | DPP-2017-AUG | Central | GIA | NRIS | Gibson - Brown 345kV Line | 200 | 200 | Wind | Wind Turbine | Not Started | 2022-09-14 | 200 | 200 | 200 | 200
J843 | Withdrawn | 2017-06-16 | 2020-02-10 |  | 2020-07-01 | Duke Energy Corporation | Gibson County |  |  | IN | DPP-2017-AUG | Central | GIA | NRIS | Gibson - Francisco 345kV Line | 200 | 200 | Wind | Wind Turbine | Not Started | 2021-09-01 | 200 | 200 | 200 | 200
J844 | Done | 2017-06-16 |  | 2019-12-10 | 2020-09-01 | AMEREN TRANSMISSION COMPANY OF ILLINOIS | Knox County |  |  | IL | DPP-2017-AUG | Central | GIA | ERIS | Sandburg Substation 138kV Bus | 300 | 300 | Wind | Wind Turbine | Under Construction | 2021-05-28 | 147 | 0 | 147 | 0
J845 | Done | 2017-06-16 |  | 2019-12-06 | 2020-09-01 | AMEREN ILLINOIS | Ford County |  |  | IL | DPP-2017-AUG | Central | GIA | NRIS | Gibson City South - Paxton East 138kV Line | 120 | 120 | Wind | Wind Turbine | In Service | 2021-06-01 | 120 | 52 | 120 | 52
J846 | Withdrawn | 2017-06-16 | 2019-01-09 |  | 2020-04-01 | METC | Hillsdale County |  |  | MI | DPP-2017-AUG | East (ITC) | GIA | NRIS | Moore Roadtyd - Coldwater Creek 138 kV Line Tap | 140 | 140 | Solar | Photovoltaic | Not Started |  | 0 | 0 | 0 | 0
J847 | Done | 2017-06-16 |  | 2019-09-17 | 2020-04-01 | NORTHERN INDIANA PUBLIC SERVICE COMPANY LLC | Jasper County |  |  | IN | DPP-2017-AUG | Central | GIA | NRIS | Schahfer Tap 138kV Substation | 90 | 90 | Solar | Photovoltaic | Under Construction | 2021-04-01 | 90 | 90 | 90 | 90
J848 | Withdrawn | 2017-06-16 | 2026-01-20 | 2020-04-17 | 2020-09-30 | AMEREN TRANSMISSION COMPANY OF ILLINOIS | Christian County |  |  | IL | DPP-2017-AUG | Central | GIA | NRIS | Pana Substation 138kV Bus | 250 | 250 | Wind | Wind Turbine | Under Construction | 2021-05-28 | 250 | 250 | 235 | 235
J849 | Withdrawn | 2017-06-16 | 2022-04-19 | 2019-06-26 | 2020-04-01 | American Transmission Co. LLC | Delta County |  |  | MI | DPP-2017-AUG | East (ITC) | GIA | NRIS | Chandler 138 kV Substation | 125 | 125 | Solar | Photovoltaic | Withdrawn | 2022-04-01 | 125 | 125 | 125 | 125
J850 | Done | 2017-06-16 |  | 2020-04-24 | 2021-09-30 | American Transmission Co. LLC | Rock County |  |  | WI | DPP-2017-AUG | East (ATC) | GIA | NRIS | RCEC Bradford - W. Darien 138kV Line | 250 | 250 | Solar | Photovoltaic | In Service | 2022-09-24 | 250 | 250 | 250 | 250
J851 | Withdrawn | 2017-06-16 | 2019-01-08 |  | 2019-10-01 | Duke Energy Corporation | Henry County |  |  | IN | DPP-2017-AUG | Central | GIA | NRIS | Fall Creek - New Castle 138kV Line | 50 | 50 | Wind | Wind Turbine | Not Started |  | 0 | 0 | 0 | 0
J852 | Withdrawn | 2017-06-16 | 2019-01-07 |  | 2019-07-01 | Entergy | Ouachita Parish |  |  | LA | DPP-2017-AUG | South | GIA | NRIS | Rilla - Riverton 115kV Line Tap | 100 | 100 | Solar | Photovoltaic | Not Started |  | 0 | 0 | 0 | 0
J853 | Done | 2017-06-16 |  | 2019-12-20 | 2019-09-01 | AMEREN ILLINOIS | White County |  |  | IL | DPP-2017-AUG | Central | GIA | NRIS | Norris City North Substation 138kV Bus | 149 | 149 | Solar | Photovoltaic | In Service | 2021-05-28 | 149 | 149 | 149 | 149
J854 | Withdrawn | 2017-06-16 | 2017-08-08 |  | 2019-04-01 | AMEREN ILLINOIS | Randolph County |  |  | IL | DPP-2017-AUG | Central | GIA | ERIS | Baldwin 138KV Substation | 30 | 30 | Solar | Photovoltaic | Not Started |  | 0 | 0 | 0 | 0
J855 | Done | 2017-06-16 |  | 2019-11-14 | 2019-08-01 | American Transmission Co. LLC | Grant County | Iowa County |  | WI | DPP-2017-AUG | East (ATC) | GIA | NRIS | Lancaster - Eden 138 kV Line Tap | 100 | 100 | Wind | Wind Turbine | Under Construction | 2020-11-06 | 100 | 100 | 99.99 | 99.99
J856 | Withdrawn | 2017-06-16 | 2023-03-07 | 2019-11-15 | 2021-04-01 | Southern Indiana Gas & Electric Company d/b/a Vectren Energy Delivery of Indiana, Inc. | Vanderburgh County |  |  | IN | DPP-2017-AUG | Central | GIA | NRIS | Scott (TWP 138/69) 138 kV Substation | 80 | 80 | Solar | Photovoltaic | Withdrawn | 2021-03-15 | 80 | 80 | 80 | 80
J857 | Done | 2017-06-16 |  | 2020-06-10 | 2019-09-01 | METC | Calhoun County |  |  | MI | DPP-2017-AUG | East (ITC) | GIA | NRIS | Verona - Foundry 138 kV Line Tap | 124.95 | 124.95 | Solar | Photovoltaic | Under Construction | 2022-02-07 | 124.95 | 124.95 | 124.95 | 124.95
J858 | Withdrawn | 2017-06-16 | 2017-09-01 |  | 2019-09-29 | Entergy | Bradley County |  |  | AR | DPP-2017-AUG | South | GIA | NRIS | Hilo 115 kV Switch | 140 | 140 | Solar | Photovoltaic | Not Started |  | 0 | 0 | 0 | 0
J859 | Done | 2017-06-16 |  | 2020-01-23 | 2019-09-01 | AMEREN ILLINOIS | Cass County |  |  | IL | DPP-2017-AUG | Central | GIA | NRIS | Frederick North - Meredosia East 138kV Line | 149.94 | 149.94 | Solar | Photovoltaic | Under Construction | 2022-05-31 | 149.94 | 149.94 | 149.94 | 149.94
J860 | Withdrawn | 2017-06-16 | 2019-01-07 |  | 2020-03-30 | Entergy | Jefferson Davis Parish |  |  | LA | DPP-2017-AUG | South | GIA | NRIS | New Jefferson Davis 138 kV Substation | 200 | 200 | Wind | Wind Turbine | Not Started |  | 0 | 0 | 0 | 0
J861 | Withdrawn | 2017-06-16 | 2018-05-22 |  | 2020-09-01 | American Transmission Co. LLC | Marquette County |  |  | MI | DPP-2017-AUG | East (ITC) | GIA | NRIS | Dead River - Arnold 345 kV Line | 99.96 | 99.96 | Solar | Photovoltaic | Not Started |  | 0 | 0 | 0 | 0
J862 | Withdrawn | 2017-06-16 | 2019-03-25 |  | 2019-05-31 | Entergy | Orleans Parish |  |  | LA | DPP-2017-AUG | South | GIA | NRIS | NASA-Michoud 115 kV Line | 20 | 20 | Solar | Photovoltaic | Not Started |  | 20 | 20 | 0 | 0
J863 | Withdrawn | 2017-06-16 | 2018-12-18 |  | 2021-01-01 | NORTHERN STATES POWER COMPANY | Dakota County |  |  | MN | DPP-2017-AUG | West | GIA | NRIS | Rosemount - Nininger 115kV Line | 220 | 220 | Gas | Combustion Turbine (Simple Cycle) | Not Started |  | 0 | 0 | 0 | 0
J864 | Done | 2017-06-16 |  | 2020-04-27 | 2021-09-01 | American Transmission Co. LLC | Richland County |  |  | WI | DPP-2017-AUG | East (ATC) | GIA | NRIS | Lone Rock 69kV Substation | 49.98 | 49.98 | Solar | Photovoltaic | In Service | 2022-09-01 | 49.98 | 49.98 | 49.98 | 49.98
J865 | Withdrawn | 2017-06-16 | 2019-01-09 |  | 2020-09-01 | ITC MIDWEST | St. Clair County |  |  | MI | DPP-2017-AUG | East (ITC) | GIA | NRIS | Lee - Menlo 120kV Line | 79.97 | 79.97 | Solar | Photovoltaic | Not Started |  | 0 | 0 | 0 | 0
J866 | Done | 2017-06-16 |  | 2020-04-06 | 2020-03-30 | Entergy | Tunica County |  |  | MS | DPP-2017-AUG | South | GIA | NRIS | Batesville - Robert E. Ritchie 230 kV line | 200 | 200 | Wind | Wind Turbine | Under Construction | 2021-07-01 | 200 | 200 | 200 | 200
J867 | Withdrawn | 2017-06-16 | 2019-01-07 |  | 2019-09-29 | Entergy | Polk County |  |  | TX | DPP-2017-AUG | South | GIA | NRIS | Gulf Livingston - SHECO Menard | 200 | 200 | Solar | Photovoltaic | Not Started |  | 0 | 0 | 0 | 0
J868 | Done | 2017-06-16 |  | 2020-03-05 |  | Entergy | Concordia Parish |  |  | LA | DPP-2017-AUG | South | GIA | NRIS | Plantation 115 kV Substation | 37.2 | 37.2 |  |  | Under Construction | 1990-12-03 | 0 | 25.33 | 0 | 23.5
J869 | Withdrawn | 2017-06-16 | 2019-10-24 |  | 2022-09-01 | GREAT RIVER ENERGY | Sherburne County |  |  | MN | DPP-2017-AUG | West | GIA | NRIS | Cable - Cable Tap 69kV Substation | 49.98 | 49.98 | Solar | Photovoltaic | Not Started |  | 0 | 0 | 0 | 0
J870 | Done | 2017-06-16 |  | 2020-02-21 | 2021-09-10 | American Transmission Co. LLC | Grant County | Iowa County |  | WI | DPP-2017-AUG | East (ATC) | GIA | NRIS | Eden - Wyoming Valley 138kV Line Tap | 200 | 200 | Solar | Photovoltaic | In Service | 2020-08-01 | 200 | 200 | 200 | 200
J871 | Done | 2017-06-16 |  | 2020-02-21 | 2021-09-10 | American Transmission Co. LLC | Grant County | Iowa County |  | WI | DPP-2017-AUG | East (ATC) | GIA | NRIS | Eden - Wyoming Valley 138kV Line Tap | 100 | 100 | Solar | Photovoltaic | Under Construction | 2021-08-01 | 100 | 100 | 100 | 100
J872 | Withdrawn | 2017-06-16 | 2019-01-08 |  | 2020-09-01 | AMEREN ILLINOIS | Macon County |  |  | IL | DPP-2017-AUG | Central | GIA | NRIS | Blue Mount tap on the Pana-Route 51D-1462 138kV line | 200 | 200 | Wind | Wind Turbine | Not Started |  | 0 | 0 | 0 | 0
J873 | Withdrawn | 2017-06-16 | 2021-01-29 |  | 2021-07-01 | ITC MIDWEST | Hardin County |  |  | IA | DPP-2017-AUG | West | GIA | NRIS | Killdeer- Blackhawk 345kV Line | 200 | 200 | Wind | Wind Turbine | Not Started |  | 200 | 200 | 0 | 0
J874 | Done | 2017-06-16 |  | 2021-05-19 | 2021-09-30 | NORTHERN STATES POWER COMPANY | Murray County |  |  | MN | DPP-2017-AUG | West | GIA | NRIS | Fenton - Chanarambie 115kV Line | 150 | 150 | Solar | Photovoltaic | Under Construction | 2024-07-30 | 150 | 150 | 150 | 150
J875 | Done | 2017-06-16 |  | 2020-08-06 | 2020-09-10 | METC | Lenawee County |  |  | MI | DPP-2017-AUG | East (ITC) | GIA | NRIS | Par - Raisin Road 138kV Line | 150 | 150 | Solar | Photovoltaic | Under Construction | 2022-11-18 | 150 | 150 | 150 | 150
J876 | Withdrawn | 2017-06-16 | 2019-07-23 |  | 2020-09-15 | ITC MIDWEST | Faribault County |  |  | MN | DPP-2017-AUG | West | GIA | NRIS | Huntley 345kV sub | 200 | 200 | Wind | Wind Turbine | Not Started |  | 0 | 0 | 0 | 0
J877 | Done | 2017-06-16 |  | 2021-05-19 | 2021-09-30 | MIDAMERICAN ENERGY COMPANY | Palo Alto County |  |  | IA | DPP-2017-AUG | West | GIA | NRIS | Obrien - Kossuth 345kV Line (J529 & J590 New Substation) | 250 | 250 | Solar | Photovoltaic | Under Construction | 2023-07-01 | 250 | 250 | 250 | 250
J878 | Done | 2017-06-16 |  | 2020-04-28 | 2021-09-10 | American Transmission Co. LLC | Kenosha County |  |  | WI | DPP-2017-AUG | East (ATC) | GIA | NRIS | Paris 138kV Substation | 200 | 200 | Solar | Photovoltaic | Under Construction | 2022-09-01 | 200 | 200 | 200 | 200
J879 | Withdrawn | 2017-06-16 | 2018-05-11 |  | 2020-09-23 | American Transmission Co. LLC | Baraga County |  |  | MI | DPP-2017-AUG | East (ITC) | GIA | NRIS | North Lake 138 kV Substation | 70 | 70 | Wind | Wind Turbine | Not Started |  | 0 | 0 | 0 | 0
J880 | Withdrawn | 2017-06-16 | 2019-10-24 |  | 2020-09-15 | NORTHERN STATES POWER COMPANY | Ward County |  |  | ND | DPP-2017-AUG | West | GIA | NRIS | Magic City 230kV sub | 150 | 150 | Wind | Wind Turbine | Not Started |  | 0 | 0 | 0 | 0
J881 | Withdrawn | 2017-06-16 | 2017-07-17 |  | 2019-04-01 | AMEREN ILLINOIS | Jasper County |  |  | IL | DPP-2017-AUG | Central | GIA | ERIS | Newton 138kV Substation | 45 | 45 | Solar | Photovoltaic | Not Started |  | 0 | 0 | 0 | 0
J882 | Withdrawn | 2017-06-16 | 2017-08-08 |  | 2019-04-01 | AMEREN ILLINOIS | Montgomery County |  |  | IL | DPP-2017-AUG | Central | GIA | ERIS | Coffeen North 138kV Substation | 15 | 15 | Solar | Photovoltaic | Not Started |  | 0 | 0 | 0 | 0
J883 | Withdrawn | 2017-06-16 | 2020-12-04 | 2019-12-04 | 2020-10-01 | NORTHERN INDIANA PUBLIC SERVICE COMPANY LLC | Pulaski County |  |  | IN | DPP-2017-AUG | Central | GIA | NRIS | Monticello-East Winamac | 80 | 80 | Wind | Wind Turbine | Withdrawn | 2022-05-01 | 80 | 80 | 80 | 80
J884 | Withdrawn | 2017-06-16 | 2019-12-18 |  | 2020-09-15 | AMEREN ILLINOIS | McLean County |  |  | IL | DPP-2017-AUG | Central | GIA | NRIS | Brokaw - Gibson City South 138 kV Line | 100 | 100 | Solar | Photovoltaic | Not Started | 2021-05-28 | 100 | 100 | 100 | 100
J885 | Withdrawn | 2017-06-16 | 2021-01-29 |  | 2020-09-30 | ITC MIDWEST | Worth County |  |  | IA | DPP-2017-AUG | West | GIA | NRIS | J407 Glenworth 161kV Substation | 64 | 64 | Wind | Wind Turbine | Not Started |  | 64 | 64 | 0 | 0
J886 | Done | 2017-06-16 |  | 2019-11-25 | 2020-09-15 | American Transmission Co. LLC | Manitowoc County |  |  | WI | DPP-2017-AUG | East (ATC) | GIA | NRIS | Kewaunee 138 kV Substation | 150 | 150 | Solar | Photovoltaic | In Service | 2020-08-01 | 150 | 150 | 150 | 150
J887 | Withdrawn | 2017-06-16 | 2019-01-08 |  | 2020-09-30 | AMEREN ILLINOIS | Knox County |  |  | IL | DPP-2017-AUG | Central | GIA | NRIS | G545 138kV Substation | 75 | 75 | Wind | Wind Turbine | Not Started | 2019-09-15 | 0 | 0 | 0 | 0
J888 | Done | 2017-06-16 |  | 2019-08-19 | 2019-01-01 | COOPERATIVE ENERGY | George County |  |  | MS | DPP-2017-AUG | South | GIA | NRIS | Benndale 69kV Substation | 25 | 25 | Gas | Combustion Turbine (Simple Cycle) | In Service | 2019-07-22 | 25 | 25 | 25 | 25
J889 | Withdrawn | 2017-06-16 | 2019-10-24 |  | 2020-09-15 | GREAT RIVER ENERGY | Nelson County |  |  | ND | DPP-2017-AUG | West | GIA | NRIS | Ramsey - Prairie 230KV Line Tap | 150 | 150 | Wind | Wind Turbine | Not Started |  | 0 | 0 | 0 | 0
J890 | Withdrawn | 2017-06-16 | 2019-01-09 |  | 2020-09-15 | METC | Presque Isle County |  |  | MI | DPP-2017-AUG | East (ITC) | GIA | NRIS | Port Calcite - Riggsville 138kV Line | 100 | 100 | Wind | Wind Turbine | Not Started |  | 0 | 0 | 0 | 0
J891 | Withdrawn | 2017-06-16 | 2019-07-23 |  | 2020-09-15 | NORTHERN STATES POWER COMPANY | Pipestone County |  |  | MN | DPP-2017-AUG | West | GIA | NRIS | Buffalo Ridge - Pipestone 115kV Line Tap | 300 | 300 | Wind | Wind Turbine | Not Started |  | 0 | 0 | 0 | 0
J892 | Withdrawn | 2017-06-16 | 2018-03-12 |  | 2019-09-01 | American Transmission Co. LLC | Walworth County |  |  | WI | DPP-2017-AUG | East (ATC) | GIA | NRIS | Bluff Creek (Tap) to Sugar Creek 138 kV line tap | 74.97 | 74.97 | Solar | Photovoltaic | Not Started |  | 0 | 0 | 0 | 0
J893 | Done | 2017-06-16 |  | 2019-11-20 | 2021-08-01 | Entergy | White County |  |  | AR | DPP-2017-AUG | South | GIA | NRIS | Searcy Price Sub 161kV | 100 | 100 | Solar | Photovoltaic | In Service | 2021-08-01 | 100 | 100 | 100 | 100
J894 | Withdrawn | 2017-06-16 | 2019-01-07 |  | 2020-04-01 | Entergy | Woodruff County |  |  | AR | DPP-2017-AUG | South | GIA | ERIS | McCrory - Moses 161kV Substation | 45 | 45 | Solar | Photovoltaic | Not Started |  | 0 | 0 | 0 | 0
J895 | Withdrawn | 2017-06-16 | 2019-01-07 |  | 2020-04-01 | Entergy | Lonoke County |  |  | AR | DPP-2017-AUG | South | GIA | ERIS | Carlisle - Lonoke East 115kV Line Tap | 33 | 33 | Solar | Photovoltaic | Not Started |  | 0 | 0 | 0 | 0
J896 | Withdrawn | 2017-06-16 | 2018-06-18 |  | 2019-10-15 | MIDAMERICAN ENERGY COMPANY | Crawford County |  |  | IA | DPP-2017-AUG | West | GIA | NRIS | Victory 161 kV Substation | 150 | 150 | Wind | Wind Turbine | Not Started |  | 0 | 0 | 0 | 0
J897 | Withdrawn | 2017-06-16 | 2023-07-17 | 2022-08-03 | 2021-10-01 | GREAT RIVER ENERGY | Grand Forks County |  |  | ND | DPP-2017-AUG | West | GIA | ERIS | Prairie - Ramsey 230 kV line | 190 | 190 | Wind | Wind Turbine | Withdrawn | 2024-10-01 | 190 | 190 | 190 | 0
J898 | Done | 2017-06-16 |  | 2021-09-26 | 2021-10-01 | DAIRYLAND POWER COOPERATIVE | Howard County |  |  | IA | DPP-2017-AUG | West | GIA | ERIS | Rice - Beaver Creek 161kV line tap | 100 | 100 | Wind | Wind Turbine | Under Construction | 2023-11-30 | 100 | 100 | 100 | 0
J899 | Withdrawn | 2017-06-16 | 2019-03-25 |  | 2019-10-15 | Entergy | Carroll County |  |  | AR | DPP-2017-AUG | South | GIA | NRIS | Green Forest South - Harrison West 161kV | 180 | 180 | Wind | Wind Turbine | Not Started |  | 180 | 180 | 0 | 0
J900 | Withdrawn | 2017-06-16 | 2019-01-07 |  | 2020-09-15 | Entergy | Livingston Parish |  |  | LA | DPP-2017-AUG | South | GIA | NRIS | Coly - Vignes 230kV Line | 200 | 200 | Solar | Photovoltaic | Not Started |  | 0 | 0 | 0 | 0
J901 | Withdrawn | 2017-06-16 | 2021-05-26 |  | 2021-10-01 | NORTHERN STATES POWER COMPANY | Redwood County |  |  | MN | DPP-2017-AUG | West | GIA | ERIS | Lyon County - Cedar Mountain Line | 200 | 200 | Wind | Wind Turbine | Not Started |  | 200 | 200 | 200 | 0
J902 | Withdrawn | 2017-06-16 | 2019-01-07 |  | 2019-09-01 | Entergy | Ashley County |  |  | AR | DPP-2017-AUG | South | GIA | NRIS | AECC Mist to Montrose 115 kV line | 99.96 | 99.96 | Solar | Photovoltaic | Not Started |  | 0 | 0 | 0 | 0
J903 | Done | 2017-06-16 |  | 2019-12-06 | 2020-09-15 | Duke Energy Corporation | Henry County |  |  | IN | DPP-2017-AUG | Central | GIA | NRIS | Greensboro 138 kV Substation | 100 | 100 | Solar | Photovoltaic | Under Construction | 2023-05-01 | 100 | 100 | 100 | 100
J904 | Withdrawn | 2017-06-16 | 2019-01-07 |  | 2019-09-15 | Entergy | Ashley County |  |  | AR | DPP-2017-AUG | South | GIA | NRIS | Hamburg - Mist 115kV Line | 100 | 100 | Solar | Photovoltaic | Not Started |  | 0 | 0 | 0 | 0
J905 | Withdrawn | 2017-06-16 | 2021-01-29 |  | 2020-09-15 | NORTHERN STATES POWER COMPANY | Pipestone County |  |  | MN | DPP-2017-AUG | West | GIA | NRIS | Buffalo Ridge 115kV Substation | 40 | 40 | Solar | Photovoltaic | Not Started |  | 40 | 40 | 0 | 0
J906 | Withdrawn | 2017-06-16 | 2020-02-07 |  | 2020-07-01 | METC | Muskegon County |  |  | MI | DPP-2017-AUG | East (ITC) | GIA | NRIS | Kenowa - Ludington 345 kV Line Tap | 100 | 100 | Wind | Wind Turbine | Withdrawn |  | 100 | 100 | 100 | 100
J907 | Done | 2017-06-16 |  | 2020-03-24 | 2022-09-01 | Entergy | Monroe County |  |  | AR | DPP-2017-AUG | South | GIA | NRIS | Brinkley East - Aubrey 230 kV Line | 200 | 200 | Solar | Photovoltaic | In Service | 2022-06-01 | 100 | 100 | 100 | 100
J908 | Done | 2017-06-16 |  | 2020-03-04 | 2021-09-01 | Entergy | Tallahatchie County |  |  | MS | DPP-2017-AUG | South | GIA | NRIS | Webb 115kV Substation | 100 | 100 | Solar | Photovoltaic | Under Construction | 2023-06-01 | 100 | 100 | 100 | 100
J909 | Done | 2017-06-16 |  | 2019-11-22 | 2021-09-01 | Entergy | Tangipahoa Parish |  |  | LA | DPP-2017-AUG | South | GIA | NRIS | Amite 115 kV Substation | 100 | 100 | Solar | Photovoltaic | Under Construction | 2022-02-15 | 100 | 100 | 100 | 100
J910 | Withdrawn | 2017-06-16 | 2019-01-07 |  | 2020-09-15 | Entergy | Hinds County |  |  | MS | DPP-2017-AUG | South | GIA | NRIS | Clinton Industrial 230kV Substation | 150 | 150 | Solar | Photovoltaic | Not Started |  | 0 | 0 | 0 | 0
J911 | Withdrawn | 2017-06-16 | 2019-01-07 |  | 2020-09-15 | Entergy | Montgomery County |  |  | TX | DPP-2017-AUG | South | GIA | NRIS | Porter 230kV Substation | 150 | 150 | Solar | Photovoltaic | Not Started |  | 0 | 0 | 0 | 0
J912 | Done | 2017-06-16 |  | 2020-04-16 | 2020-09-15 | AMEREN TRANSMISSION COMPANY OF ILLINOIS | Christian County |  |  | IL | DPP-2017-AUG | Central | GIA | NRIS | Pana Substation 138kV Bus | 100 | 100 | Solar | Photovoltaic | Under Construction | 2023-09-15 | 100 | 100 | 100 | 100
J913 | Done | 2017-06-16 |  | 2019-12-03 | 2020-08-01 | NORTHERN INDIANA PUBLIC SERVICE COMPANY LLC | White County |  |  | IN | DPP-2017-AUG | Central | GIA | NRIS | Reynolds 345kV Substation | 200 | 200 | Solar | Photovoltaic | In Service | 2022-08-15 | 200 | 160 | 200 | 160
J914 | Withdrawn | 2017-06-16 | 2019-01-09 |  | 2019-10-01 | METC | Manistee County |  |  | MI | DPP-2017-AUG | East (ITC) | GIA | NRIS | Filer City 138 kV Substation | 30 | 30 | Gas | Combustion Turbine (Simple Cycle) | Not Started |  | 0 | 0 | 0 | 0
J915 | Withdrawn | 2017-06-16 | 2019-01-07 |  | 2020-09-15 | Entergy | Liberty County |  |  | TX | DPP-2017-AUG | South | GIA | NRIS | Parkway - East Gate 138kV line | 100 | 100 | Solar | Photovoltaic | Not Started |  | 0 | 0 | 0 | 0
J916 | Withdrawn | 2017-06-16 | 2021-01-29 |  | 2020-07-06 | ITC MIDWEST | Cottonwood County |  |  | MN | DPP-2017-AUG | West | GIA | NRIS | Mountain Lake 69kV Substation | 2 | 2 | Diesel | Combustion Turbine (Simple Cycle) | Not Started |  | 2 | 2 | 0 | 0
J917 | Withdrawn | 2017-06-16 | 2019-01-07 |  | 2019-11-01 | Entergy | Liberty County |  |  | TX | DPP-2017-AUG | South | GIA | NRIS | Tarkington - New Long John 138kV line tap | 78 | 78 | Solar | Photovoltaic | Not Started |  | 0 | 0 | 0 | 0
J919 | Done | 2017-06-16 |  | 2019-11-21 | 2021-08-01 | Entergy | Jackson County |  |  | AR | DPP-2017-AUG | South | GIA | NRIS | Cash - Newport AB 161 kV Line Tap | 180 | 180 | Solar | Photovoltaic | Under Construction | 2022-02-02 | 180 | 180 | 180 | 180
J920 | Withdrawn | 2017-06-16 | 2017-08-29 |  | 2019-08-31 | AMEREN ILLINOIS | Pulaski County |  |  | IL | DPP-2017-AUG | Central | GIA | NRIS | Joppa 161 kV Substation | 100 | 100 | Solar | Photovoltaic | Not Started |  | 0 | 0 | 0 | 0
J921 | Withdrawn | 2017-06-16 | 2019-04-23 |  | 2019-07-01 | METC | Ionia County |  |  | MI | DPP-2017-AUG | East (ITC) | GIA | NRIS | Thompson Road 138 kV Substation | 146.7 | 146.7 | Wind | Wind Turbine | Not Started |  | 146.7 | 146.7 | 0 | 0
J922 | Withdrawn | 2017-06-16 | 2019-01-07 |  | 2020-06-30 | Entergy | Chicot County |  |  | AR | DPP-2017-AUG | South | GIA | NRIS | Lake Village Bagby - Chicot 115kV Line | 100 | 100 | Solar | Photovoltaic | Not Started |  | 0 | 0 | 0 | 0
J923 | Withdrawn | 2017-06-16 | 2019-01-08 |  | 2020-09-15 | Entergy | Montgomery County |  |  | TX | DPP-2017-AUG | South | GIA | NRIS | Porter 230kV Substation | 50 | 50 | Battery Storage | Battery Storage | Not Started |  | 0 | 0 | 0 | 0
J924 | Withdrawn | 2017-06-16 | 2019-01-08 |  | 2020-09-15 | Entergy | Monroe County |  |  | AR | DPP-2017-AUG | South | GIA | NRIS | Brinkley East - Aubrey 230 kV line | 50 | 50 | Battery Storage | Battery Storage | Not Started |  | 0 | 0 | 0 | 0
J925 | Withdrawn | 2017-06-16 | 2018-04-24 |  | 2019-06-30 | METC | Shiawassee County |  |  | MI | DPP-2017-AUG | East (ITC) | GIA | NRIS | North Cournna - Bell Road 138 kV line | 50 | 50 | Solar | Photovoltaic | Not Started |  | 0 | 0 | 0 | 0
J926 | Done | 2017-06-16 |  | 2021-06-03 | 2021-09-01 | NORTHERN STATES POWER COMPANY | Saint Croix County |  |  | WI | DPP-2017-AUG | West | GIA | ERIS | Pine Lake - Apple River 161 kV Line | 101.28 | 101.28 | Solar | Photovoltaic | Under Construction | 2023-09-15 | 101.28 | 101.28 | 101.28 | 0
J927 | Withdrawn | 2017-06-16 | 2021-01-29 |  | 2021-10-01 | ITC MIDWEST | Faribault County | Freeborn County |  | MN | DPP-2017-AUG | West | GIA | NRIS | Walters 69 kV Substation | 100 | 100 | Wind | Wind Turbine | Not Started |  | 100 | 100 | 0 | 0
J928 | Done | 2017-06-16 |  | 2019-04-19 | 2019-08-15 | American Transmission Co. LLC | Delta County | Schoolcraft County |  | MI | DPP-2017-AUG | East (ITC) | GIA | NRIS | Garden Corners 138 kV Substation | 79.99 | 79.99 | Wind | Wind Turbine | In Service | 2019-10-01 | 79.99 | 79.99 | 79.99 | 79.99
J929 | Withdrawn | 2017-06-16 | 2019-10-24 |  | 2021-06-30 | MONTANA-DAKOTA UTILITIES CO. | McIntosh County |  |  | ND | DPP-2017-AUG | West | GIA | NRIS | Wishek 41.6 kV Substation | 25 | 25 | Solar | Photovoltaic | Not Started |  | 0 | 0 | 0 | 0
J930 | Withdrawn | 2017-06-16 | 2017-11-16 |  | 2019-09-15 | MIDAMERICAN ENERGY COMPANY | Sioux County |  |  | IA | DPP-2017-AUG | West | GIA | NRIS | Boyden - Sheldon 69kV line | 38 | 38 | Wind | Wind Turbine | Not Started |  | 0 | 0 | 0 | 0
J931 | Withdrawn | 2017-06-16 | 2019-04-23 |  | 2021-09-15 | METC | Ottawa County |  |  | MI | DPP-2017-AUG | East (ITC) | GIA | NRIS | Kenowa 345kV Substation | 150 | 150 | Wind | Wind Turbine | Not Started |  | 150 | 150 | 0 | 0
J932 | Withdrawn | 2017-06-16 | 2019-01-07 |  | 2019-09-15 | Entergy | Liberty County |  |  | TX | DPP-2017-AUG | South | GIA | NRIS | Porter - China 230 kV Line | 100 | 100 | Solar | Photovoltaic | Not Started |  | 0 | 0 | 0 | 0
J933 | Withdrawn | 2017-06-16 | 2021-01-29 |  | 2021-09-15 | OTTER TAIL POWER COMPANY | Day County |  |  | SD | DPP-2017-AUG | West | GIA | NRIS | Ellendale - Big Stone South 345kV Line | 200 | 200 | Wind | Wind Turbine | Not Started |  | 200 | 200 | 0 | 0
J934 | Done | 2017-06-16 |  | 2020-02-28 | 2021-09-01 | Entergy | Crittenden County |  |  | AR | DPP-2017-AUG | South | GIA | NRIS | Kuhn 161kV Substation | 200 | 200 | Solar | Photovoltaic | Under Construction | 2022-06-01 | 180 | 180 | 180 | 180
J935 | Withdrawn | 2017-06-16 | 2019-02-04 |  | 2020-09-15 | MINNESOTA POWER INC. | Hubbard County |  |  | MN | DPP-2017-AUG | West | GIA | NRIS | Hubbard - Badoura 230kV Line | 200 | 200 | Solar | Photovoltaic | Not Started |  | 0 | 0 | 0 | 0
J936 | Withdrawn | 2017-06-16 | 2019-01-09 |  | 2020-05-01 | METC | Calhoun County |  |  | MI | DPP-2017-AUG | East (ITC) | GIA | NRIS | Argenta - Tompkins 345kV Line Tap | 507 | 535 | Combined Cycle | Combined Cycle | Not Started |  | 0 | 0 | 0 | 0
J937 | Withdrawn | 2017-06-16 | 2020-10-21 | 2020-06-11 | 2020-05-01 | METC | Calhoun County |  |  | MI | DPP-2017-AUG | East (ITC) | GIA | NRIS | Argenta - Tompkins 345kV Line Tap | 507 | 535 | Combined Cycle | Combined Cycle | Withdrawn | 2022-12-29 | 535 | 535 | 535 | 507
J938 | Withdrawn | 2017-06-16 | 2017-10-09 |  | 2019-09-15 | MIDAMERICAN ENERGY COMPANY | Palo Alto County |  |  | IA | DPP-2017-AUG | West | GIA | NRIS | Emmestburg - Freedom 69kV Line | 50 | 50 | Wind | Wind Turbine | Not Started |  | 0 | 0 | 0 | 0
J939 | Withdrawn | 2017-06-16 | 2018-10-12 |  | 2019-09-15 | MIDAMERICAN ENERGY COMPANY | Wright County |  |  | IA | DPP-2017-AUG | West | GIA | NRIS | Clarion-Eagle Grove 69kV line | 38 | 38 | Wind | Wind Turbine | Not Started |  | 0 | 0 | 0 | 0
J940 | Withdrawn | 2017-06-16 | 2019-02-06 |  | 2019-09-15 | OTTER TAIL POWER COMPANY | Burleigh County |  |  | ND | DPP-2017-AUG | West | GIA | NRIS | Jamestown - Center 345kV Line | 100 | 100 | Wind | Wind Turbine | Not Started |  | 0 | 0 | 0 | 0
J941 | Withdrawn | 2017-06-16 | 2018-11-01 |  | 2020-07-01 | OTTER TAIL POWER COMPANY | Grant County |  |  | SD | DPP-2017-AUG | West | GIA | NRIS | Big Stone-Brookings County 345KV Line | 200 | 200 | Wind | Wind Turbine | Not Started |  | 0 | 0 | 0 | 0
J942 | Withdrawn | 2017-06-16 | 2019-03-25 |  | 2021-08-01 | Entergy | Craighead County |  |  | AR | DPP-2017-AUG | South | GIA | NRIS | Cash - Newport AB 161kV Line Tap | 107 | 107 | Solar | Photovoltaic | Not Started |  | 107 | 107 | 0 | 0
J943 | Withdrawn | 2017-06-16 | 2019-03-12 |  | 2020-09-30 | NORTHERN STATES POWER COMPANY | Lincoln County |  |  | MN | DPP-2017-AUG | West | GIA | NRIS | J460 substation on the Brookings - H081 345kV Line | 200 | 200 | Wind | Wind Turbine | Not Started |  | 0 | 0 | 0 | 0
J944 | Done | 2017-06-16 |  | 2019-12-17 | 2021-09-01 | Entergy | New Madrid County |  |  | MO | DPP-2017-AUG | South | GIA | NRIS | Portageville - New Madrid 161kV Line | 200 | 200 | Solar | Photovoltaic | In Service | 2022-10-01 | 200 | 200 | 200 | 200
J945 | Withdrawn | 2017-06-16 | 2019-01-07 |  | 2019-09-15 | Entergy | Washington County |  |  | MS | DPP-2017-AUG | South | GIA | NRIS | Gerald Andrus - Clinton Industrial 230 kV Line | 200 | 200 | Solar | Photovoltaic | Not Started |  | 0 | 0 | 0 | 0
J946 | Withdrawn | 2017-06-16 | 2021-05-26 |  | 2020-07-31 | NORTHERN STATES POWER COMPANY | Cass County |  |  | ND | DPP-2017-AUG | West | GIA | NRIS | Bison 345kV Substation | 200 | 200 | Solar | Photovoltaic | Not Started |  | 200 | 200 | 200 | 200
J947 | Done | 2017-06-16 |  | 2020-04-17 | 2019-09-15 | American Transmission Co. LLC | Grant County |  |  | WI | DPP-2017-AUG | East (ATC) | GIA | NRIS | Potosis - Hillman 138kV Line | 200 | 200 | Solar | Photovoltaic | In Service | 2023-07-01 | 200 | 200 | 200 | 200
J948 | Withdrawn | 2017-06-16 | 2019-01-07 |  | 2020-06-01 | Entergy | Poinsett County |  |  | AR | DPP-2017-AUG | South | GIA | ERIS | Harrisburg Tap - Harrisburg 161kV Line | 100 | 100 | Solar | Photovoltaic | Not Started |  | 0 | 0 | 0 | 0
J949 | Done | 2017-06-16 |  | 2019-12-10 | 2020-08-31 | AMEREN TRANSMISSION COMPANY OF ILLINOIS | Coles County |  |  | IL | DPP-2017-AUG | Central | GIA | NRIS | Kansas Substation 138kV Bus #3 | 200 | 200 | Solar | Photovoltaic | In Service | 2020-10-31 | 200 | 170 | 200 | 170
J951 | Withdrawn | 2018-02-02 | 2020-03-25 |  | 2018-11-15 | OTTER TAIL POWER COMPANY | Kittson County |  |  | MN | DPP-2018-APR | West | GIA | ERIS | Donaldson - Warsaw 115 kV Line Tap | 80 | 80 | Wind | Wind Turbine | Not Started |  | 0 | 0 | 0 | 0
J952 | Withdrawn | 2018-02-05 | 2021-03-09 |  | 2022-09-01 | MONTANA-DAKOTA UTILITIES CO. | Corson County |  |  | SD | DPP-2018-APR | West | GIA | ERIS | McLaughlin - McIntosh Junction 115 kV Line Tap | 54 | 54 | Wind | Wind Turbine | Not Started |  | 54 | 54 | 0 | 0
J953 | Done | 2018-03-08 |  | 2022-08-12 | 2006-01-01 | ITC MIDWEST | Johnson County |  |  | IA | DPP-2018-APR | West | GIA | E-NRIS | AMIL.IOW_AFRYT | 1.83 | 2 | Diesel | Piston (Engine), Internal Combustion (Diesel) | Not Started |  | 1.83 | 2 | 1.83 | 2
J954 | Done | 2018-03-08 |  | 2022-08-12 | 2016-10-30 | ITC MIDWEST | Johnson County |  |  | IA | DPP-2018-APR | West | GIA | E-NRIS | AMIL.IOW_AFRYT | 1.4 | 1.4 | Solar | Photovoltaic | Not Started |  | 1.4 | 1.4 | 1.4 | 1.4
J955 | Done | 2018-03-08 |  | 2022-04-26 | 2021-11-01 | AMEREN TRANSMISSION COMPANY OF ILLINOIS | Sangamon County |  |  | IL | DPP-2018-APR | Central | GIA | NRIS | Austin Substation 345kV Bus | 1040 | 1165 | Gas | Combined Cycle | Under Construction | 2025-01-31 | 1165 | 1165 | 1165 | 1165
J956 | Done | 2018-03-09 |  | 2021-12-22 | 2021-09-15 | Ameren Missouri | Ralls County |  |  | MO | DPP-2018-APR | Central | GIA | NRIS | Spencer Creek 345kV Substation | 200 | 200 | Solar | Photovoltaic | Not Started | 2024-06-01 | 200 | 200 | 200 | 200
J957 | Withdrawn | 2018-03-09 | 2019-03-19 |  | 2010-09-01 | AMEREN TRANSMISSION COMPANY OF ILLINOIS | Mercer County | Putnam County | Sullivan County | MO | DPP-2018-APR | Central | GIA | NRIS | Maywood 345kV Substation | 800 | 800 | Wind | Wind Turbine | Not Started |  | 0 | 0 | 0 | 0
J958 | Withdrawn | 2018-03-12 | 2020-03-25 |  | 2020-09-01 | NORTHERN STATES POWER COMPANY | Lincoln County |  |  | MN | DPP-2018-APR | West | GIA | NRIS | Buffalo Ridge 115kV Substation | 100 | 100 | Wind | Wind Turbine | Not Started |  | 0 | 0 | 0 | 0
J959 | Withdrawn | 2018-03-12 | 2021-03-09 |  | 2020-09-01 | SMMPA | Fayette County |  |  | IA | DPP-2018-APR | West | GIA | NRIS | Windsor 161kV Substation | 150 | 150 | Wind | Wind Turbine | Not Started |  | 150 | 150 | 0 | 0
J960 | Withdrawn | 2018-03-12 | 2019-03-21 |  | 2020-09-01 | METC | Presque Isle County |  |  | MI | DPP-2018-APR | East (ITC) | GIA | NRIS | Livingston 345kV Substation | 400 | 400 | Wind | Wind Turbine | Not Started |  | 0 | 0 | 0 | 0
J961 | Withdrawn | 2018-03-12 | 2019-08-29 |  | 2021-01-31 | ENTERGY LOUISIANA, LLC | West Baton Rouge Parish |  |  | LA | DPP-2018-APR | South | GIA | NRIS | Livonia - Wilbert 138 kV Line Tap | 150 | 150 | Solar | Photovoltaic | Not Started |  | 0 | 0 | 0 | 0
J962 | Done | 2018-03-12 |  | 2020-08-12 | 2021-01-31 | ENTERGY MISSISSIPPI, LLC | DeSoto County |  |  | MS | DPP-2018-APR | South | GIA | ERIS | Twinkletown 230 kV Substation | 100 | 100 | Solar | Photovoltaic | Under Construction | 2022-06-30 | 100 | 0 | 100 | 0
J963 | Done | 2018-03-12 |  | 2021-06-15 | 2017-01-01 | ITC MIDWEST | Cedar County |  |  | IA | DPP-2018-APR | West | GIA | NRIS | Bennett (CIPCO) - Graham 69 Kv Line Tap | 9 | 9 | Diesel | Piston (Engine), Internal Combustion (Diesel) | Not Started | 2017-01-01 | 9 | 9 | 9 | 9
J964 | Withdrawn | 2018-03-12 | 2019-08-29 |  | 2020-10-02 | ENTERGY MISSISSIPPI, LLC | Hinds County |  |  | MS | DPP-2018-APR | South | GIA | NRIS | Edwards - Bolton 115kV Line Tap | 70 | 70 | Solar | Photovoltaic | Not Started |  | 0 | 0 | 0 | 0
J965 | Withdrawn | 2018-03-12 | 2018-11-19 |  | 2020-09-01 | Xcel Energy | Cottonwood County |  |  | MN | DPP-2018-APR | West | GIA | NRIS | Lakefield Generation SW 345kV Substation | 150 | 150 | Wind | Wind Turbine | Not Started |  | 0 | 0 | 0 | 0
J966 | Withdrawn | 2018-03-12 | 2020-03-25 |  | 2020-12-01 | AMEREN TRANSMISSION COMPANY OF ILLINOIS | Putnam County | Sullivan County |  | MO | DPP-2018-APR | West | GIA | NRIS | Zachary 345kV Substation | 400 | 400 | Wind | Wind Turbine | Not Started |  | 0 | 0 | 0 | 0
J967 | Done | 2018-03-12 |  | 2021-06-15 | 2020-09-01 | NORTHERN STATES POWER COMPANY | Mower County |  |  | MN | DPP-2018-APR | West | GIA | NRIS | Adams 345kV Substation | 150 | 150 | Wind | Wind Turbine | Under Construction | 2023-08-01 | 150 | 150 | 150 | 0
J968 | Done | 2018-03-12 |  | 2021-10-12 | 2022-09-01 | NORTHERN INDIANA PUBLIC SERVICE COMPANY LLC | Jasper County | White County |  | IN | DPP-2018-APR | Central | GIA | NRIS | Reynolds 345kV Substation | 200 | 200 | Wind | Wind Turbine | In Service | 2023-04-20 | 200 | 200 | 200 | 200
J969 | Withdrawn | 2018-03-12 | 2018-11-01 |  | 2020-12-01 | ITC MIDWEST | Tuscola County |  |  | MI | DPP-2018-APR | East (ITC) | GIA | NRIS | Kirk 345kV Substation | 100 | 100 | Solar | Photovoltaic | Not Started |  | 0 | 0 | 0 | 0
J970 | Withdrawn | 2018-03-12 | 2018-10-17 |  | 2020-01-01 | METC | Oscoda County |  |  | MI | DPP-2018-APR | East (ITC) | GIA | NRIS | Mio Dam - Gaylord 138 kV Line Tap | 50 | 50 | Solar | Photovoltaic | Not Started |  | 0 | 0 | 0 | 0
J971 | Withdrawn | 2018-03-12 | 2020-03-25 |  | 2020-09-30 | NORTHERN STATES POWER COMPANY | Nobles County |  |  | MN | DPP-2018-APR | West | GIA | NRIS | Nobles Co - Fenton 115 kV Line Tap | 250 | 250 | Wind | Wind Turbine | Not Started |  | 0 | 0 | 0 | 0
J972 | Withdrawn | 2018-03-12 | 2019-08-29 |  | 2021-10-31 | ENTERGY ARKANSAS, LLC | St. Francis County |  |  | AR | DPP-2018-APR | South | GIA | NRIS | Hughes-Forest City South 161kv line | 140 | 140 | Solar | Photovoltaic | Not Started |  | 0 | 0 | 0 | 0
J973 | Withdrawn | 2018-03-12 | 2019-03-19 |  | 2020-09-01 | AMEREN TRANSMISSION COMPANY OF ILLINOIS | Coles County | Edgar County |  | IL | DPP-2018-APR | Central | GIA | NRIS | Kansas West 345kV Substation | 250 | 250 | Wind | Wind Turbine | Not Started |  | 0 | 0 | 0 | 0
J974 | Withdrawn | 2018-03-12 | 2025-06-25 | 2021-10-12 | 2021-09-01 | AMEREN ILLINOIS | Fulton County | Peoria County |  | IL | DPP-2018-APR | Central | GIA | NRIS | Mapleridge 345kV Switching Station | 250 | 250 | Wind | Wind Turbine | Withdrawn | 2023-10-15 | 250 | 250 | 225 | 225
J975 | Withdrawn | 2018-03-12 | 2021-07-28 |  | 2023-10-31 | OTTER TAIL POWER COMPANY | Cass County |  |  | ND | DPP-2018-APR | West | GIA | ERIS | Buffalo 115kV Substation | 150 | 150 | Wind | Wind Turbine | Not Started |  | 150 | 150 | 150 | 0
J976 | Done | 2018-03-12 |  | 2021-10-12 | 2021-10-31 | Ameren Missouri | Warren County |  |  | MO | DPP-2018-APR | Central | GIA | NRIS | Montgomery - Enon 345kV Line Tap | 300 | 300 | Solar | Photovoltaic | Under Construction | 2024-06-01 | 300 | 300 | 300 | 300
J977 | Withdrawn | 2018-03-12 | 2020-03-25 |  | 2021-03-01 | ITC MIDWEST | Jackson County | Martin County |  | MN | DPP-2018-APR | West | GIA | NRIS | Jackson North 161kV Substation | 300 | 300 | Wind | Wind Turbine | Not Started |  | 0 | 0 | 0 | 0
J978 | Withdrawn | 2018-03-12 | 2019-11-21 |  | 2021-03-01 | METC | Montcalm County |  |  | MI | DPP-2018-APR | East (ITC) | GIA | NRIS | Eureka - Vestaburg 138kV Line Tap | 100 | 100 | Wind | Wind Turbine | Not Started |  | 0 | 0 | 0 | 0
J979 | Withdrawn | 2018-03-12 | 2021-10-18 |  | 2021-03-01 | AMEREN TRANSMISSION COMPANY OF ILLINOIS | Christian County |  |  | IL | DPP-2018-APR | Central | GIA | NRIS | Pana Substation 345kV Bus | 200 | 200 | Wind | Wind Turbine | Not Started |  | 170 | 170 | 170 | 170
J980 | Withdrawn | 2018-03-12 | 2020-01-06 |  | 2021-03-01 | AMEREN TRANSMISSION COMPANY OF ILLINOIS | Christian County |  |  | IL | DPP-2018-APR | Central | GIA | NRIS | Pana Substation 345kV Bus | 200 | 200 | Wind | Wind Turbine | Not Started |  | 0 | 0 | 0 | 0
J981 | Withdrawn | 2018-03-12 | 2021-03-09 |  | 2021-03-01 | MIDAMERICAN ENERGY COMPANY | Washington County |  |  | IA | DPP-2018-APR | West | GIA | NRIS | Sub T 345kV Substation | 200 | 200 | Wind | Wind Turbine | Not Started |  | 200 | 200 | 0 | 0
J982 | Done | 2018-03-12 |  | 2022-02-07 | 2021-06-01 | MIDAMERICAN ENERGY COMPANY | Dickinson County | Emmet County |  | IA | DPP-2018-APR | West | GIA | ERIS | Obrien County - Kossuth 345 kV Line Tap | 300 | 300 | Wind | Wind Turbine | Not Started | 2024-03-15 | 300 | 300 | 300 | 0
J983 | Withdrawn | 2018-03-12 | 2018-11-01 |  | 2021-03-01 | AMEREN ILLINOIS | Brown County | LaSalle County |  | IL | DPP-2018-APR | Central | GIA | NRIS | Oglesby - Minonk Tap 138kV Line Tap | 100 | 100 | Wind | Wind Turbine | Not Started |  | 0 | 0 | 0 | 0
J984 | Done | 2018-03-12 |  | 2021-05-07 | 2021-06-01 | METC | Gratiot County |  |  | MI | DPP-2018-APR | East (ITC) | GIA | NRIS | Nelson Road ‚Äì Murphy 345kV line | 200 | 200 | Wind | Wind Turbine | Under Construction | 2022-10-31 | 200 | 200 | 200 | 200
J985 | Withdrawn | 2018-03-12 | 2020-01-06 |  | 2020-12-01 | Ameren Missouri | Scott County |  |  | MO | DPP-2018-APR | Central | GIA | NRIS | Miner - Kelso 161kV Line Tap | 120 | 120 | Solar | Photovoltaic | Not Started |  | 0 | 0 | 0 | 0
J986 | Done | 2018-03-12 |  | 2021-05-05 | 2020-09-01 | American Transmission Co. LLC | Wood County |  |  | WI | DPP-2018-APR | East (ATC) | GIA | NRIS | Port Edwards - Sand Lake 138kV | 149.76 | 149.76 | Solar | Photovoltaic | Not Started | 2022-06-01 | 149.76 | 149.76 | 149.76 | 149.76
J987 | Withdrawn | 2018-03-12 | 2025-10-20 | 2021-10-12 | 2021-09-01 | Ameren Missouri | Montgomery County |  |  | MO | DPP-2018-APR | Central | GIA | NRIS | Montgomery 161kV Substation | 100 | 100 | Solar | Photovoltaic | Under Construction | 2023-10-01 | 100 | 100 | 100 | 100
J988 | Withdrawn | 2018-03-12 | 2019-08-29 |  | 2022-09-01 | COOPERATIVE ENERGY | Wayne County |  |  | MS | DPP-2018-APR | South | GIA | NRIS | W Waynesboro 230kV Substation | 200 | 200 | Solar | Photovoltaic | Not Started |  | 0 | 0 | 0 | 0
J989 | Withdrawn | 2018-02-12 | 2020-06-30 |  | 2021-09-01 | METC | Oakland County |  |  | MI | DPP-2018-APR | East (ITC) | GIA | NRIS | Halsey 138kV Substation | 80 | 80 | Solar | Photovoltaic | Not Started |  | 80 | 80 | 0 | 0
J990 | Withdrawn | 2018-03-12 | 2019-02-15 |  | 2020-09-01 | ITC MIDWEST | Dubuque County |  |  | IA | DPP-2018-APR | West | GIA | NRIS | Salem 345kV Substation | 150 | 150 | Solar | Photovoltaic | Not Started |  | 0 | 0 | 0 | 0
J991 | Withdrawn | 2018-03-12 | 2025-12-18 | 2021-10-12 | 2021-09-01 | AMEREN ILLINOIS | Clay County |  |  | IL | DPP-2018-APR | Central | GIA | NRIS | Xenia 345kV Switching Station | 200 | 200 | Solar | Photovoltaic | Withdrawn | 2023-10-01 | 150 | 150 | 150 | 150
J992 | Done | 2018-03-12 |  | 2021-10-12 | 2021-09-01 | DUKE ENERGY INDIANA, LLC | Cass County |  |  | IN | DPP-2018-APR | Central | GIA | NRIS | Walton 230kV Substation | 200 | 200 | Solar | Photovoltaic | Under Construction | 2023-10-31 | 200 | 200 | 200 | 200
J993 | Done | 2018-03-12 |  | 2021-10-12 | 2021-09-01 | INDIANAPOLIS POWER & LIGHT COMPANY | Boone County |  |  | IN | DPP-2018-APR | Central | GIA | NRIS | Hortonville - Whitestown 345kV Line Tap | 200 | 200 | Solar | Photovoltaic | Under Construction | 2023-11-01 | 200 | 200 | 200 | 200
J994 | Withdrawn | 2018-03-12 | 2025-10-20 | 2021-10-12 | 2021-09-01 | Ameren Missouri | Callaway County |  |  | MO | DPP-2018-APR | Central | GIA | NRIS | Guthrie 161 kV Substation | 100 | 100 | Solar | Photovoltaic | Under Construction | 2023-08-01 | 100 | 100 | 100 | 100
J995 | Withdrawn | 2018-03-12 | 2020-01-06 |  | 2021-09-01 | AMEREN ILLINOIS | Brown County | Jersey County |  | IL | DPP-2018-APR | Central | GIA | NRIS | NW Jerseyville Northwest Substation 138kV Bus | 100 | 100 | Solar | Photovoltaic | Not Started |  | 0 | 0 | 0 | 0
J996 | Done | 2018-03-12 |  | 2021-04-27 | 2021-09-01 | METC | Lenawee County |  |  | MI | DPP-2018-APR | East (ITC) | GIA | NRIS | Beecher - Moraco 138kV Line | 80 | 80 | Solar | Photovoltaic | Under Construction | 2022-10-31 | 80 | 80 | 80 | 80
J997 | Withdrawn | 2018-03-12 | 2020-03-25 |  | 2020-09-01 | MONTANA-DAKOTA UTILITIES CO. | LaMoure County |  |  | ND | DPP-2018-APR | West | GIA | NRIS | Ellendale 345 kV Sub, 230 kV Bus - 661098 | 200 | 200 | Solar | Photovoltaic | Not Started |  | 0 | 0 | 0 | 0
J998 | Withdrawn | 2018-03-12 | 2020-03-25 |  | 2020-09-01 | MIDAMERICAN ENERGY COMPANY | Dallas County |  |  | IA | DPP-2018-APR | West | GIA | NRIS | Adel - Waukee 69kV Line Tap | 50 | 50 | Solar | Photovoltaic | Not Started |  | 0 | 0 | 0 | 0
J999 | Withdrawn | 2018-03-12 | 2020-03-25 |  | 2020-09-01 | ITC MIDWEST | Linn County |  |  | IA | DPP-2018-APR | West | GIA | NRIS | Fairfax 161kV Substation | 100 | 100 | Solar | Photovoltaic | Not Started |  | 0 | 0 | 0 | 0
R1000 | Done | 2019-06-24 |  |  | 2022-10-01 | MONTANA-DAKOTA UTILITIES CO. | Morton | [6 empty] | NRIS | R.M. Heskett Station | 103.1 | 103.1 |  |  |  |  | 0 | 0 | 0 | 0
R1001 | Done | 2020-05-15 |  |  | 2022-04-15 | OTTER TAIL POWER COMPANY | Otter Tail | [6 empty] | NRIS | Hoot Lake 115KV | 49.9 | 49.9 |  |  |  |  | 0 | 0 | 0 | 0
R1002 | Withdrawn | 2020-07-01 |  |  | 2022-07-01 | AMERICAN TRANSMISSION COMPANY | Manitowoc | [6 empty] | NRIS | Lake Front 69KV | 11.4 | 11.4 |  |  |  |  | 0 | 0 | 0 | 0
R1003 | Done | 2020-08-05 |  |  | 2026-05-31 | ENTERGY TEXAS, INC. | Orange | [6 empty] | NRIS | Sabine 138 & 230 kV (bus #334440, #334431, #334433 | 1166 | 1163.3 |  |  |  |  | 0 | 0 | 0 | 0
R1004 | Done | 2020-12-30 |  |  | 2024-12-31 | CLECO POWER LLC | De Soto Parish | [6 empty] | NRIS-Only | Dolet Hills 345 kV (Bus #500260) | 330 | 330 |  |  |  |  | 0 | 0 | 0 | 0
R1005 | Withdrawn | 2021-01-19 |  |  | 2022-03-14 | GREAT RIVER ENERGY | Sherburne | [6 empty] | NRIS | Elk River Station: S6 69 kV | 49 | 49 |  |  |  |  | 0 | 0 | 0 | 0
R1006 | Withdrawn | 2021-02-15 |  |  | 2023-07-01 | Alliant Energy West | Lima | [6 empty] | NRIS | Hoot Lake 115KV | 350 | 350 |  |  |  |  | 0 | 0 | 0 | 0
R1007 | Withdrawn | 2021-03-29 |  |  | 2023-07-01 | Alliant Energy West | Linn | [6 empty] | NRIS | ITC DAEC Substation 161kV | 60 | 60 |  |  |  |  | 0 | 0 | 0 | 0
R1008 | Done | 2021-04-12 |  |  |  |  | Adair | [6 empty] | NRIS | J499 Arbor Hills | 0 | 0 |  |  |  |  | 0 | 0 | 0 | 0
R1009 | Done | 2021-05-28 | 2025-07-30 |  | 2023-12-01 | METC | Montmorency | [6 empty] | NRIS | Consumers Energy 138kV Progress St. Substation | 0 | 0 |  |  |  |  | 0 | 0 | 0 | 0
R1010 | Done | 2021-07-21 |  |  |  | AMERICAN TRANSMISSION COMPANY | Marathon | [6 empty] | NRIS-Only |  | 0 | 0 |  |  |  |  | 0 | 0 | 0 | 0
R1011 | Done | 2021-10-04 |  |  | 2024-01-15 | INDIANAPOLIS POWER & LIGHT COMPANY | Pike | [6 empty] | NRIS | Petersburg 345kV Substation | 250 | 250 |  |  |  |  | 0 | 0 | 0 | 0
R1012 | Withdrawn | 2021-09-30 |  |  | 2023-07-01 | Alliant Energy West | Linn County | [6 empty] | NRIS | Duane Arnold 161 kV | 640 | 640 |  |  |  |  | 0 | 0 | 0 | 0
R1013 | Withdrawn | 2021-11-16 |  |  | 2024-09-15 | SOUTHERN INDIANA GAS & ELECTRIC COMPANY D/B/A CENTERPOINT ENERGY INDIANA SOUTH | Posey | [6 empty] | NRIS | AB Brown 138kV Substation | 0 | 0 |  |  |  |  | 0 | 0 | 0 | 0
R1014 | Done | 2022-02-04 | 2025-07-30 |  | 2025-04-01 | Alliant Energy East | [8 empty] | Edgewater 345kV | 0 | 0 |  |  |  |  | 0 | 0 | 0 | 0
R1015 | Done | 2022-02-13 |  |  | 2025-05-01 | Alliant Energy East | [7 empty] | NRIS | Edgewater 345kV | 423.1 | 0 |  |  |  |  | 0 | 0 | 0 | 0
R1016 | Done | 2022-02-18 |  |  | 2023-05-10 | ENTERGY ARKANSAS INC. | [7 empty] | NRIS-Only | Bailey 161kV substation(338879) | 122 | 124.4 |  |  |  |  | 0 | 0 | 0 | 0
R1017 | Withdrawn | 2022-02-15 |  |  |  | Alliant Energy West | Des Moines | [6 empty] | NRIS | Burlington 161kV | 0 | 0 |  |  |  |  | 0 | 0 | 0 | 0
R1018 | Withdrawn | 2022-02-23 | 2024-03-11 |  |  | Alliant Energy West | Allamakee | [6 empty] | NRIS | Lansing 161 kV substation | 280 | 0 |  |  |  |  | 0 | 0 | 0 | 0
R1019 | Done | 2022-02-15 |  |  | 2024-12-31 | Alliant Energy West | Des Moines | [6 empty] | NRIS | Burlington 161kV | 212 | 103 |  |  |  |  | 0 | 0 | 0 | 0
R1020 | Done | 2022-03-31 |  |  | 2024-10-30 | Alliant Energy West | Linn | [6 empty] | NRIS | ITC DAEC Substation 161kV | 0 | 0 |  |  |  |  | 0 | 0 | 0 | 0
R1021 | Done | 2022-05-31 |  |  |  | INDIANAPOLIS POWER & LIGHT COMPANY | Pike | [6 empty] | NRIS-Only | Petersburg 345kV Substation | 0 | 0 |  |  |  |  | 0 | 0 | 0 | 0
R1022 | Done | 2022-05-31 |  |  | 2025-01-15 | INDIANAPOLIS POWER & LIGHT COMPANY | Pike | [6 empty] | NRIS-Only | Petersburg 345kV Substation | 0 | 0 |  |  |  |  | 0 | 0 | 0 | 0
R1023 | Withdrawn | 2022-09-29 |  |  | 2023-11-30 | AMEREN ILLINOIS | Jackson | [6 empty] | NRIS-Only |  | 0 | 0 |  |  |  |  | 0 | 0 | 0 | 0
R1024 | Done | 2022-10-12 |  |  | 2024-09-15 | SOUTHERN INDIANA GAS & ELECTRIC COMPANY D/B/A CENTERPOINT ENERGY INDIANA SOUTH | Posey | [6 empty] | NRIS | A.B. Brown 138kV Substation | 0 | 0 |  |  |  |  | 0 | 0 | 0 | 0
R1025 | Done | 2022-10-14 |  |  | 2025-09-01 | Southern Illinois Power Cooperative | Williamson | [6 empty] | NRIS | Marion Unit 4 -Main Bus | 0 | 0 |  |  |  |  | 0 | 0 | 0 | 0
R1026 | Done | 2022-11-22 |  |  |  | Alliant Energy West | Linn County | [7 empty] | ITC DAEC Substation 161kV | 0 | 0 |  |  |  |  | 0 | 0 | 0 | 0
R1027 | Done | 2022-11-22 |  |  |  | Alliant Energy West | Linn County | [7 empty] | ITC DAEC Substation 161kV | 0 | 0 |  |  |  |  | 0 | 0 | 0 | 0
R1028 | Done | 2022-11-22 | [13 empty] | 0 | 0 |  |  |  |  | 0 | 0 | 0 | 0
R1029 | Done | 2022-12-12 |  |  | 2024-12-01 | [9 empty] | Joppa 161kV Switchyard | 37 | 0 |  |  |  | 2024-12-01 | 0 | 0 | 0 | 0
R1030 | Done | 2023-01-05 |  |  | 2024-10-01 | [9 empty] | Slocum (PSSE Bus #264511) | 0 | 0 |  |  |  |  | 0 | 0 | 0 | 0
R1031 | Done | 2023-03-07 |  |  | 2024-12-01 | [9 empty] | Edwards 138 kV | 0 | 0 |  |  |  | 2025-11-01 | 0 | 0 | 0 | 0
R1032 | Done | 2023-01-20 |  |  | 2025-03-30 | [9 empty] | Wheaton Substation | 0 | 0 |  |  |  |  | 0 | 0 | 0 | 0
R1033 | Withdrawn | 2023-02-13 |  |  | 2024-02-01 | [9 empty] | Waterford 230kV | 100 | 100 |  |  |  |  | 0 | 0 | 0 | 0
R1034 | Withdrawn | 2023-07-20 |  |  | 2025-06-30 | [9 empty] | ITCM Lansing | 0 | 0 |  |  |  |  | 0 | 0 | 0 | 0
R1035 | Done | 2023-04-19 |  |  | 2023-03-31 |  | Massac | [6 empty] | NRIS | JOPPA 161 kV | 0 | 0 |  |  |  |  | 0 | 0 | 0 | 0
R1036 | Done | 2022-12-28 |  |  | 2024-05-30 | NORTHERN STATES POWER COMPANY | Sherburne | [6 empty] | NRIS-Only | Sherburne County 345kV Substation | 710 | 710 |  |  |  |  | 0 | 0 | 0 | 0
R1037 | Withdrawn | 2023-09-28 |  |  | 2026-02-28 | ITC MIDWEST | Allamakee | [6 empty] | NRIS | ITCM Lansing 161kV | 180 | 0 |  |  |  |  | 0 | 0 | 0 | 0
R1038 | Done | 2023-11-28 |  |  | 2025-11-01 | NORTHERN STATES POWER COMPANY | Benton | [6 empty] | NRIS | Mayhew Lake 115kV | 100 | 0 |  |  |  |  | 0 | 0 | 0 | 0
R1039 | Done | 2023-10-05 |  |  | 2025-01-31 | ENTERGY LOUISIANA, LLC | Ouachita | [6 empty] | NRIS | Sterlington 115kV | 49 | 0 |  |  |  |  | 0 | 0 | 0 | 0
R1040 | Done | 2023-11-09 |  |  | 2028-03-31 | METC | Ottawa | [6 empty] | NRIS | Campbell Substation 345kV | 749 | 0 |  |  |  |  | 0 | 0 | 0 | 0
R1041 | Done | 2023-10-11 |  |  | 2025-05-31 | METC | Wayne | [6 empty] | NRIS | TCHPP Position JC 120kV | 220 | 0 |  |  |  |  | 0 | 0 | 0 | 0
R1042 | Withdrawn | 2022-10-22 | 2025-05-13 |  | 2023-10-01 | ITC MIDWEST | Linn | [6 empty] | NRIS | Duane Arnold 161kV | 64 | 0 |  |  |  |  | 0 | 0 | 0 | 0
R1043 | Withdrawn | 2023-12-01 | 2024-12-09 |  | 2024-06-01 | ITC MIDWEST | Des Moines | [6 empty] | NRIS | ITCM Burlington 161kV | 31 | 0 |  |  |  |  | 0 | 0 | 0 | 0
R1044 | Done | 2024-02-06 |  |  | 2028-03-31 | DUKE ENERGY INDIANA, LLC | Vermillion | [6 empty] | NRIS | Cayuga Steam Station Switchyards 230kV and 345kV | 1040 | 0 |  |  |  |  | 0 | 0 | 0 | 0
R1045 | Done | 2024-03-01 |  |  | 2025-06-03 | NORTHERN STATES POWER COMPANY | Chippewa | [6 empty] | NRIS | Wheaton 161kV | 237 | 0 |  |  |  |  | 0 | 0 | 0 | 0
R1046 | Withdrawn | 2024-05-08 |  |  | 2025-09-30 | DUKE ENERGY INDIANA, LLC | Jefferson | [6 empty] | NRIS | Madison Substation 138kV | 150 | 0 |  |  |  |  | 0 | 0 | 0 | 0
R1047 | Done | 2024-05-28 |  |  | 2025-12-31 | AMEREN MISSOURI | St. Louis | [6 empty] | NRIS | Meramec Substation 138kV | 824 | 0 |  |  |  |  | 0 | 0 | 0 | 0
R1048 | Active | 2024-05-13 |  |  | 2025-05-13 | ENTERGY LOUISIANA, LLC ELTO | Iberville | [6 empty] | NRIS | Dow Meter Point | 0 | 1231.73 |  |  |  |  | 0 | 0 | 0 | 0
R1049 | Done | 2024-12-24 |  |  | 2025-06-01 | AMERICAN TRANSMISSION COMPANY | Sheboygan | [6 empty] | NRIS | Edgewater 345kV | 303.5 | 0 |  |  |  |  | 0 | 0 | 0 | 0
R1050 | Done | 2024-05-31 |  |  | 2027-04-01 | NORTHERN STATES POWER COMPANY | Scott | [6 empty] | NRIS | Blue Lake 115kV | 135.5 | 0 |  |  |  |  | 0 | 0 | 0 | 0
R1051 | Done | 2024-05-16 |  |  | 2025-04-01 |  | Scott County |  |  | MN |  |  |  | NRIS | Blue Lake 115kV | 55 | 42 |  |  |  |  | 0 | 0 | 0 | 0
R1052 | Active | 2024-06-24 |  |  | 2028-03-31 | METC | [7 empty] | ERIS | "18CAMPBELLW‚Äù, ‚Äú18CAMPBELLB | 615 | 615 |  |  |  |  | 0 | 0 | 0 | 0
R1053 | Done | 2024-06-17 |  |  |  | AMERICAN TRANSMISSION COMPANY | Milwaukee |  |  | WI |  |  |  |  | Elm Road | 1138 | 1138 | Gas | Combustion Turbine (Simple Cycle) |  |  | 0 | 0 | 0 | 0
R1054 | Withdrawn | 2024-07-12 | 2025-12-31 |  | 2025-09-30 | AMEREN ILLINOIS | Tazewell | [6 empty] | NRIS-Only | E.D. Edwards 69kV | 261 | 261 |  |  |  |  | 0 | 0 | 0 | 0
R1055 | Done | 2024-07-12 |  |  | 2025-09-30 | AMEREN ILLINOIS | Peoria | [6 empty] | NRIS-Only | E.D. Edwards 138kV | 322 | 110.15 |  |  |  |  | 0 | 0 | 0 | 0
R1056 | Withdrawn | 2024-07-12 | 2025-12-31 |  | 2025-09-30 | AMEREN ILLINOIS | Tazewell | [6 empty] | NRIS-Only | E.D. Edwards 138kV | 184.71 | 184.71 |  |  |  |  | 0 | 0 | 0 | 0
R1057 | Done | 2024-08-16 |  |  | 2025-09-01 | AMEREN MISSOURI | Jefferson | [6 empty] | NRIS-Only | Rush Island Plant ‚Äì 345KV Switchyard (Existing) | 0 | 0 |  |  |  |  | 0 | 0 | 0 | 0
R1058 | Done | 2024-08-16 |  |  | 2025-09-25 | AMEREN MISSOURI | Jefferson | [6 empty] | NRIS-Only | Rush Island Plant ‚Äì 345kV Switchyard (Existing) Bus Number in Power Flow | 0 | 0 |  |  |  |  | 0 | 0 | 0 | 0
R1059 | Done | 2024-12-16 |  |  | 2025-12-31 | AMEREN MISSOURI | St. Louis | [6 empty] | NRIS-Only | Meramec Plant ‚Äì 138KV Switchyard | 98.8 | 98.8 |  |  |  |  | 0 | 0 | 0 | 0
R1060 | Withdrawn | 2025-01-22 | 2025-10-31 |  | 2027-11-01 | AMERICAN TRANSMISSION COMPANY | Green | [6 empty] | NRIS | North Monroe 138 kV | 0 | 0 |  |  |  |  | 0 | 0 | 0 | 0
R5061 | Done | 2025-02-01 |  |  | 2025-06-01 | AMERICAN TRANSMISSION COMPANY | Sheboygan | [6 empty] | NRIS | Edgewater 5 - 345kV | 0 | 0 |  |  |  |  | 0 | 0 | 0 | 0
R5062 | Withdrawn | 2024-12-23 | 2026-04-13 |  |  | NORTHERN INDIANA PUBLIC SERVICE COMPANY LLC | Jasper |  |  | IN |  |  |  |  | SCHAHFER GEN STA | 732.73 | 732.73 | Hybrid | Combustion Turbine (Simple Cycle) |  |  | 0 | 0 | 0 | 0
R5063 | Active | 2025-05-09 |  |  |  | METC | Shiawassee |  |  | MI |  |  |  | NRIS | BELL ROAD - CORNELL 138.0kV | 170 | 170 | Hybrid | Solar/Battery |  |  | 0 | 0 | 0 | 0
R5064 | Done | 2025-04-08 |  |  |  | ITC MIDWEST | Allamakee |  |  | IA |  |  |  |  | Lansing | 150 | 150 | Battery Storage | Battery Storage |  |  | 0 | 0 | 0 | 0
R5065 | Done | 2025-04-09 |  |  |  | ITC MIDWEST | Allamakee |  |  | IA |  |  |  |  | Lansing | 130 | 130 | Battery Storage | Battery Storage |  |  | 0 | 0 | 0 | 0
R5066 | Active | 2025-04-10 |  |  |  | AMERICAN TRANSMISSION COMPANY | Columbia |  |  | WI |  |  |  |  | Columbia | 20.2 | 20.2 | Compressed Air Storage | Battery Storage |  |  | 0 | 0 | 0 | 0
R5067 | Active | 2025-07-03 |  |  |  | NORTHERN INDIANA PUBLIC SERVICE COMPANY LLC NIPS | Lake |  |  | IN |  |  |  | NRIS | NIPSCO Green Acres 138kV Sub | 100 | 100 | Battery Storage | Battery Storage |  | 2028-05-31 | 0 | 0 | 0 | 0
R5068 | Active |  |  |  | 2023-11-27 | [8 empty] | NRIS |  | 40 | 40 |  |  |  | 2023-10-20 | 0 | 0 | 0 | 0
R5069 | Active | 2025-08-26 |  |  |  | ITC MIDWEST | Linn |  |  | IA |  |  |  | NRIS | Duane Arnold (ARNOLD 5) | 200 | 200 | Nuclear | Nuclear |  | 2028-09-01 | 0 | 0 | 0 | 0
R5070 | Active | 2025-08-26 |  |  |  | ITC MIDWEST | Linn |  |  | IA |  |  |  |  | Duane Arnold (ARNOLD 5) | 64 | 64 | Nuclear | Nuclear |  | 2028-09-01 | 0 | 0 | 0 | 0
R5071 | Active | 2025-08-26 |  |  |  | ITC MIDWEST | Linn |  |  | IA |  |  |  |  | Duane Arnold (ARNOLD 5) | 251 | 251 | Nuclear | Nuclear |  | 2028-09-01 | 0 | 0 | 0 | 0
R5072 | Active | 2025-08-26 |  |  |  | ITC MIDWEST | Linn |  |  | IA |  |  |  | NRIS | Duane Arnold (ARNOLD 5) | 100 | 100 | Nuclear | Nuclear |  | 2028-09-01 | 0 | 0 | 0 | 0
R5073 | Active | 2025-12-17 |  |  | 2027-04-28 | ENTERGY MISSISSIPPI, LLC. EMTO | [7 empty] | NRIS |  | 0 | 0 |  |  |  |  | 0 | 0 | 0 | 0
R5074 | Active | 2025-12-18 |  |  | 2025-08-01 | NORTHERN INDIANA PUBLIC SERVICE COMPANY LLC NIPS | [7 empty] | NRIS |  | 0 | 0 |  |  |  |  | 0 | 0 | 0 | 0
R5075 | Active | 2025-12-15 |  |  | 2024-07-31 | ENTERGY MISSISSIPPI, LLC. | [7 empty] | NRIS |  | 0 | 0 |  |  |  |  | 0 | 0 | 0 | 0
R5076 | Active | 2025-10-15 |  |  | 2024-06-01 |  | Lake |  |  | IN |  |  |  | NRIS | SCHAHFER GEN STA - ST. JOHN 345.0kV | 200 | 200 | Battery Storage | Battery Storage |  |  | 0 | 0 | 0 | 0
R5077 | Active | 2025-12-02 |  |  | 2026-08-03 | ITC | [7 empty] | NRIS |  | 0 | 0 |  |  |  |  | 0 | 0 | 0 | 0
R5078 | Active | 2025-12-19 |  |  | 2023-12-01 | METC | [7 empty] | NRIS |  | 0 | 0 |  |  |  |  | 0 | 0 | 0 | 0
R5079 | Active | 2025-11-25 |  |  | 2027-04-01 | ENTERGY LOUISIANA, LLC | [7 empty] | NRIS |  | 0 | 0 |  |  |  |  | 0 | 0 | 0 | 0
R5080 | Active | 2025-12-19 |  |  | 2025-03-15 | ENTERGY ARKANSAS, LLC | [7 empty] | NRIS | Crooked Lake | 0 | 0 |  |  |  |  | 0 | 0 | 0 | 0
R5081 | Active | 2025-12-22 |  |  | 2025-08-01 |  | Mower |  |  | MN |  |  |  | NRIS | Adams | 100 | 100 | Battery Storage | Battery Storage |  |  | 0 | 0 | 0 | 0
R5082 | Active | 2026-02-03 |  |  | 2028-01-02 | METC | [7 empty] | NRIS |  | 0 | 0 |  |  |  |  | 0 | 0 | 0 | 0
R5083 | Active | 2025-09-30 |  |  | 2026-06-01 | ENTERGY LOUISIANA, LLC | St. James |  |  | LA |  |  |  | ERIS | CHACKBAY - VACHERIE 230.0kV | 135 | 135 | Battery Storage | Battery Storage |  |  | 0 | 0 | 0 | 0
R5084 | Active | 2025-11-04 |  |  | 2025-06-01 | ENTERGY LOUISIANA, LLC ELTO | Iberville |  |  | LA |  |  |  | NRIS | DONALDSONVILLE - EVERGREEN 230.0kV | 175 | 175 | Battery Storage | Battery Storage |  |  | 0 | 0 | 0 | 0
R5085 | Active | 2025-12-29 |  |  | 2026-09-30 | AMERICAN TRANSMISSION COMPANY | [7 empty] | NRIS |  | 0 | 0 |  |  |  |  | 0 | 0 | 0 | 0
R5086 | Active | 2025-10-17 |  |  | 2028-02-29 |  | Pointe Coupee |  |  | LA |  |  |  | NRIS | Big Cajun II 500kV Substation | 593 | 593 | Battery Storage | Battery Storage |  |  | 0 | 0 | 0 | 0
R5087 | Active | 2025-11-06 |  |  | 2027-06-01 |  | Washington |  |  | IL |  |  |  | NRIS | 4JORD - 4ASHLEY 138.0kV | 185 | 185 | Battery Storage | Battery Storage |  |  | 0 | 0 | 0 | 0
R5088 | Active | 2025-11-18 |  |  | 2027-09-01 | ENTERGY LOUISIANA, LLC | Calcasieu |  |  | LA |  |  |  | ERIS | GOOS FERRY | 325 | 325 | Hybrid | Solar/Battery |  |  | 0 | 0 | 0 | 0
R5089 | Active | 2026-01-01 |  |  | 2027-08-15 | NORTHERN STATES POWER COMPANY | [7 empty] | NRIS |  | 0 | 0 |  |  |  |  | 0 | 0 | 0 | 0
R5090 | Active | 2025-12-30 |  |  | 2028-12-31 | NORTHERN STATES POWER COMPANY | [7 empty] | NRIS |  | 0 | 0 |  |  |  |  | 0 | 0 | 0 | 0
R5091 | Active | 2026-01-09 |  |  | 2027-11-14 | ENTERGY LOUISIANA, LLC ELTO | [7 empty] | ERIS |  | 0 | 0 |  |  |  |  | 0 | 0 | 0 | 0
R5092 | Active | 2026-04-10 |  |  | 2024-06-30 | NORTHERN STATES POWER COMPANY | Washington |  |  |  | NO_CYCLE | NO_GROUP |  | NRIS | 4JORD - 4ASHLEY 138.0kV | 185 | 185 |  |  |  |  | 0 | 0 | 0 | 0
R5093 | Active | 2025-10-14 |  |  | 2023-04-01 | ENTERGY LOUISIANA, LLC ELTO | St. James |  |  | LA | NO_CYCLE | NO_GROUP |  | NRIS | VACHERIE | 200 | 200 | Battery Storage | Battery Storage |  |  | 0 | 0 | 0 | 0
R5094 | Active | 2026-01-03 |  |  | 2023-01-03 | [5 empty] | NO_CYCLE | NO_GROUP |  | NRIS |  | 0 | 0 |  |  |  |  | 0 | 0 | 0 | 0
R5095 | Active | 2026-01-03 |  |  | 2024-05-01 | [5 empty] | NO_CYCLE | NO_GROUP |  | NRIS |  | 0 | 0 |  |  |  |  | 0 | 0 | 0 | 0
R5096 | Active | 2026-03-17 |  |  | 2027-07-30 |  | Mississippi |  |  |  | NO_CYCLE | NO_GROUP |  | ERIS | AECC Dell East - Blytheville Elm St 161 kV | 0 | 0 |  |  |  |  | 0 | 0 | 0 | 0
R5097 | Active | 2026-02-04 |  |  | 2027-12-01 | ENTERGY LOUISIANA, LLC ELTO | Morehouse Parish |  |  |  | NO_CYCLE | NO_GROUP |  | ERIS | Sterlington - Bastrop 115 kV | 0 | 0 |  |  |  |  | 0 | 0 | 0 | 0
R5098 | Active | 2026-05-26 |  |  | 2028-06-30 | ENTERGY ARKANSAS, LLC EATO |  |  |  |  | NO_CYCLE | NO_GROUP |  | NRIS |  | 0 | 0 |  |  |  |  | 0 | 0 | 0 | 0
R5099 | Active | 2026-07-22 |  |  | 2029-03-30 | ENTERGY TEXAS, INC. ETTO | Liberty |  |  |  | NO_CYCLE | NO_GROUP |  | ERIS | Colony - Plum Grove 230 kV | 0 | 0 |  |  |  |  | 0 | 0 | 0 | 0
S1000 | Done | 2020-06-20 | [7 empty] | AR |  |  |  | SIS |  | 10 | 10 |  |  |  |  | 0 | 0 | 0 | 0
S1001 | Done | 2020-06-25 | 2024-06-07 | [6 empty] | IN |  |  |  | SIS |  | 7.5 | 7.5 |  |  |  |  | 0 | 0 | 0 | 0
S1002 | Withdrawn | 2020-10-01 | [7 empty] | MI |  |  |  | SIS |  | 70 | 70 |  |  |  |  | 0 | 0 | 0 | 0
S1003 | Withdrawn | 2020-11-06 | 2021-02-10 |  |  | NORTHERN INDIANA PUBLIC SERVICE COMPANY LLC | White |  |  | IN |  |  |  | SIS | Reynolds 345KV substation | 55 | 55 |  |  |  |  | 0 | 0 | 0 | 0
S1004 | Done | 2020-10-28 | [7 empty] | IN |  |  |  | SIS |  | 30 | 30 |  |  |  |  | 0 | 0 | 0 | 0
S1005 | Done | 2021-04-02 | [7 empty] | WI |  |  |  | SIS |  | 60 | 60 |  |  |  |  | 0 | 0 | 0 | 0
S1006 | Withdrawn | 2021-04-02 |  |  | 2023-10-30 | AMERICAN TRANSMISSION COMPANY |  |  |  | WI |  |  |  | SIS | REC Bradford - W. Darien 138kV Line | 75 | 75 |  |  |  |  | 0 | 0 | 0 | 0
S1007 | Withdrawn | 2021-07-08 | 2024-08-15 |  | 2022-10-01 | ITC | Tuscola |  |  | MI |  |  |  | SIS | Atlanta ‚Äì Tuscola 120 kV line(265183) | 70 | 70 |  |  | Not Started |  | 0 | 0 | 0 | 0
S1008 | Withdrawn | 2021-08-04 | 2025-04-25 |  | 2022-12-31 | DUKE ENERGY INDIANA, LLC |  |  |  | IN |  |  |  | SIS | Line Tap between Edwardsport and Amo 345kV | 250 | 250 |  |  |  |  | 0 | 0 | 0 | 0
S1009 | Done | 2021-08-17 |  |  | 2023-10-01 | GREAT RIVER ENERGY |  |  |  | MN |  |  |  | SIS | Pleasant Valley 161kV Substation | 258.92 | 258.92 |  |  |  |  | 0 | 0 | 0 | 0
S1010 | Withdrawn | 2021-10-15 |  |  | 2021-09-01 | METC | Gratiot |  |  | MI |  |  |  | SIS | Redstone138 kV Sub(256542) | 50 | 50 |  |  |  |  | 0 | 0 | 0 | 0
S1011 | Withdrawn | 2021-10-15 |  |  | 2023-09-01 | METC | Gratiot |  |  | MI |  |  |  | SIS | Slate 345 kV Sub (256573) | 100 | 100 |  |  |  |  | 0 | 0 | 0 | 0
S1012 | Withdrawn | 2021-10-15 |  |  |  | METC | [7 empty] | SIS | Luce 138 kV Sub(256594) | 80 | 80 |  |  |  |  | 0 | 0 | 0 | 0
S1013 | Done | 2022-01-26 |  |  | 2023-10-01 | ITC MIDWEST |  |  |  | MN |  |  |  | SIS | Lakefield Junction 345kV | 200 | 200 |  |  |  | 2026-06-30 | 0 | 0 | 0 | 0
S1014 | Done | 2022-03-09 |  |  | 2025-10-31 | MONTANA-DAKOTA UTILITIES CO. |  |  |  | ND |  |  |  | SIS | Merricourt Wind 230kV | 9 | 9 |  |  |  | 2028-09-01 | 0 | 0 | 0 | 0
S1015 | Active | 2022-04-11 |  |  | 2025-11-01 | AMERICAN TRANSMISSION COMPANY | Delta |  |  | MI |  |  |  | SIS | Garden Corners 138kV | 55 | 55 |  |  |  |  | 0 | 0 | 0 | 0
S1016 | Done | 2022-04-15 |  |  | 2022-06-01 | AMERICAN TRANSMISSION COMPANY |  |  |  | WI |  |  |  | SIS | Lone Rock 69kV | 25 | 25 |  |  |  |  | 0 | 0 | 0 | 0
S1017 | Done | 2022-04-11 |  |  | 2023-06-01 | AMERICAN TRANSMISSION COMPANY |  |  |  | WI |  |  |  | SIS | Tennyson 138kV | 100 | 100 |  |  |  |  | 0 | 0 | 0 | 0
S1018 | Done | 2022-04-20 |  |  | 2022-06-01 | AMERICAN TRANSMISSION COMPANY |  |  |  | MI |  |  |  | SIS | 7 Mile Creek 138kV | 75 | 75 |  |  |  |  | 0 | 0 | 0 | 0
S1019 | Done | 2022-04-25 |  |  | 2023-09-01 | METC |  |  |  | MI |  |  |  | SIS | Redstone 138kV | 50 | 50 |  |  |  |  | 0 | 0 | 0 | 0
S1020 | Done | 2022-04-25 |  | 2022-06-20 | 2023-09-01 | METC | Gratiot |  |  | MI |  |  |  | SIS | Slate Substation 345kV | 100 | 100 |  |  |  |  | 0 | 0 | 0 | 0
S1021 | Done | 2022-04-25 |  | 2022-05-17 | 2023-09-01 | METC | Gratiot |  |  | MI |  |  |  | SIS | Luce Substation | 80 | 80 |  |  |  |  | 0 | 0 | 0 | 0
S1022 | Done | 2022-05-02 |  |  | 2023-10-11 | DUKE ENERGY INDIANA, LLC CIN | Pike |  |  | IN |  |  |  | SIS | PETEUA31 4.14kV | 3 | 3 |  |  |  |  | 0 | 0 | 0 | 0
S1023 | Active | 2022-05-16 |  |  | 2023-03-27 | AMERICAN TRANSMISSION COMPANY | Grant |  |  | WI |  |  |  | SIS | Nelson Dewey - Lancaster 138kV | 25 | 25 |  |  |  |  | 0 | 0 | 0 | 0
S1024 | Active | 2022-05-16 |  |  | 2023-01-26 | AMERICAN TRANSMISSION COMPANY | Waushara |  |  | WI |  |  |  | SIS | Wautoma 138kV | 50 | 50 |  |  |  |  | 0 | 0 | 0 | 0
S1025 | Done | 2022-05-16 |  |  | 2022-06-01 | AMERICAN TRANSMISSION COMPANY | Rock |  |  | WI |  |  |  | SIS | Sheepskin 69kV | 25 | 25 |  |  |  |  | 0 | 0 | 0 | 0
S1026 | Active | 2022-05-26 |  | 2022-10-31 | 2022-07-01 | SOUTHERN INDIANA GAS & ELECTRIC COMPANY D/B/A CENTERPOINT ENERGY INDIANA SOUTH | Dubois |  |  | IN |  |  |  | SIS | Dubois - Culley 138kV line | 50 | 50 |  |  |  |  | 0 | 0 | 0 | 0
S1027 | Done | 2022-05-26 |  |  |  | NORTHERN INDIANA PUBLIC SERVICE COMPANY LLC | Lake County |  |  | IN |  |  |  | SIS |  | 50 | 50 |  |  |  | 2028-05-31 | 0 | 0 | 0 | 0
S1028 | Done | 2022-05-31 |  |  |  | NORTHERN INDIANA PUBLIC SERVICE COMPANY LLC | White |  |  | IN |  |  |  | SIS | Reynolds - Burr Oak 345kV Line | 60 | 60 |  |  |  |  | 0 | 0 | 0 | 0
S1029 | Withdrawn | 2022-06-03 |  |  | 2024-02-01 |  | Mclean |  |  | IL |  |  |  | SIS | Aster Substation | 99 | 99 |  |  |  |  | 0 | 0 | 0 | 0
S1030 | Withdrawn | 2022-06-13 |  |  | 2024-02-01 |  | Fayette |  |  | IL |  |  |  | SIS |  | 99 | 99 |  |  |  |  | 0 | 0 | 0 | 0
S1031 | Active | 2022-08-19 |  |  | 2025-07-30 | METC | Isabella |  |  | MI |  |  |  | SIS | Salt River Substation 138kV | 90 | 90 |  |  |  |  | 0 | 0 | 0 | 0
S1032 | Active | 2022-08-19 |  |  | 2025-07-30 | METC | Isabella County | [6 empty] | SIS | Salt River Substation 138kV | 90 | 90 |  |  |  |  | 0 | 0 | 0 | 0
S1033 | Active | 2022-08-15 |  |  | 2023-07-05 | AMERICAN TRANSMISSION COMPANY | Green |  |  | WI |  |  |  | SIS | Bass Creek ‚Äì Albany ‚Äì North Monroe 138 kV | 25 | 25 |  |  |  |  | 0 | 0 | 0 | 0
S1034 | Active | 2022-08-15 |  |  | 2023-06-06 | AMERICAN TRANSMISSION COMPANY | Dodge |  |  | WI |  |  |  | SIS | North Beaver Dam 69kV - Bus 698222 | 25 | 25 |  |  |  |  | 0 | 0 | 0 | 0
S1035 | Active | 2022-08-15 |  |  | 2023-07-01 | AMERICAN TRANSMISSION COMPANY | Rock |  |  | WI |  |  |  | SIS | Townline Rd. - Paddock 138kV | 33 | 33 |  |  |  |  | 0 | 0 | 0 | 0
S1036 | Done | 2022-09-09 |  |  | 2025-05-31 | GREAT RIVER ENERGY | McLean |  |  | ND |  |  |  | SIS | Dickinson 345 kV, Buffalo, MN | 400 | 400 |  |  |  |  | 0 | 0 | 0 | 0
S1037 | Withdrawn | 2022-10-26 | 2023-03-22 | [10 empty] | SIS |  | 50.4 | 50.4 |  |  |  |  | 0 | 0 | 0 | 0
S1038 | Withdrawn | 2022-12-07 |  |  | 2025-02-01 | ITC | Shiawassee |  |  | MI |  |  |  | SIS | Gross 138kV | 50 | 50 |  |  |  |  | 0 | 0 | 0 | 0
S1039 | Done | 2022-09-01 |  |  | 2025-06-30 |  | Polk |  |  | WI |  |  |  | SIS | Apple River 161kV | 100 | 100 |  |  |  |  | 0 | 0 | 0 | 0
S1040 | Done | 2022-12-16 |  |  | 2026-04-23 | AMEREN ILLINOIS | McLean |  |  | IL |  |  |  | SIS | Gibson City South (347114) | 135 | 135 |  |  |  |  | 0 | 0 | 0 | 0
S1041 | Done | 2023-05-19 |  |  | 2026-04-23 | AMEREN ILLINOIS | Ford |  |  | IL |  |  |  | SIS | Gibson City South (347114) | 135 | 135 |  |  |  |  | 0 | 0 | 0 | 0
S1042 | Withdrawn | 2022-12-20 | [11 empty] | SIS |  | 100 | 100 |  |  |  |  | 0 | 0 | 0 | 0
S1043 | Done | 2023-04-17 |  |  | 2024-04-07 | SOUTHERN INDIANA GAS & ELECTRIC COMPANY D/B/A CENTERPOINT ENERGY INDIANA SOUTH | Dubois |  |  | IN |  |  |  | SIS | Culley to Dubois 138kV tap | 50 | 50 |  |  |  |  | 0 | 0 | 0 | 0
S1044 | Active | 2023-04-17 |  |  | 2024-04-07 | NORTHERN INDIANA PUBLIC SERVICE COMPANY LLC NIPS | Lake |  |  | IN |  |  |  | SIS | Green Acres 138 kV Substation (43684) | 50 | 50 |  |  |  |  | 0 | 0 | 0 | 0
S1045 | Done | 2023-09-17 |  |  | 2024-03-02 | MONTANA-DAKOTA UTILITIES CO. | Emmons |  |  | ND |  |  |  | SIS | Napoleon SW 230 kV (661091) | 170 | 170 |  |  |  |  | 0 | 0 | 0 | 0
S1046 | Done | 2023-10-13 |  |  | 2026-11-01 | OTTER TAIL POWER COMPANY | Codington |  |  | SD |  |  |  | SIS | Big Stone South 230kV | 120 | 120 |  |  |  |  | 0 | 0 | 0 | 0
S1047 | Active | 2023-10-13 |  |  | 2026-11-01 | OTTER TAIL POWER COMPANY OTP | Codington |  |  | SD | NO_CYCLE | NO_GROUP |  | SIS | Big Stone South 230kV | 120 | 120 |  |  |  |  | 0 | 0 | 0 | 0
S1048 | Done | 2023-10-30 |  |  | 2025-05-01 | AMEREN ILLINOIS | Logan |  |  | IL |  |  |  | SIS | Fogarty Substation 138kV | 40 | 40 |  |  |  |  | 0 | 0 | 0 | 0
S1049 | Withdrawn | 2024-04-04 |  |  | 2026-08-30 | ENTERGY MISSISSIPPI, LLC. | Sunflower |  |  | MS |  |  |  | SIS | Shaw to Indianola 115kV Line Tap | 80 | 80 |  |  |  |  | 0 | 0 | 0 | 0
S1050 | Withdrawn | 2024-04-04 | 2024-07-12 |  | 2026-05-31 | ENTERGY LOUISIANA, LLC | Jefferson Davies |  |  | LA |  |  |  | SIS | Lake Charles Bulk 38kV Tap | 165 | 165 |  |  |  |  | 0 | 0 | 0 | 0
S1051 | Done | 2024-06-03 |  |  | 2029-03-15 | ITC MIDWEST | Worth |  |  | IA |  |  |  | SIS | Worth County Substation 161kV | 80 | 80 |  |  |  |  | 0 | 0 | 0 | 0
S1052 | Active | 2024-06-14 |  |  | 2026-09-22 | AMEREN ILLINOIS | Cumberland |  |  | IL |  |  |  | SIS | Neoga South 138kV | 150 | 150 |  |  |  |  | 0 | 0 | 0 | 0
S1053 | Active | 2024-07-09 |  |  | 2026-10-01 | NORTHERN STATES POWER COMPANY | Chisago |  |  | MN |  |  |  | SIS | Chisago County Substation | 100 | 100 |  |  |  |  | 0 | 0 | 0 | 0
S1054 | Active | 2024-07-19 |  |  | 2027-10-30 | NORTHERN STATES POWER COMPANY | Cottonwood |  |  | MN |  |  |  | SIS | Lakefield Junction 345kV | 300 | 300 |  |  |  |  | 0 | 0 | 0 | 0
S1055 | Active | 2024-07-09 |  |  | 2026-08-01 | OTTER TAIL POWER COMPANY OTP | Beltrami |  |  | MN |  |  |  | SIS | Wilton (endpoint 1) to Bagley (endpoint 2) 115kV | 50 | 50 |  |  |  |  | 0 | 0 | 0 | 0
S1056 | Withdrawn | 2024-07-15 | 2025-04-09 |  | 2026-06-01 | AMERICAN TRANSMISSION COMPANY | Columbia |  |  | WI |  |  |  | SIS | Columbia 345kV | 20 | 20 |  |  |  |  | 0 | 0 | 0 | 0
S1057 | Active | 2024-07-15 |  |  | 2027-07-11 | AMEREN ILLINOIS | Cumberland and Coles |  |  | IL |  |  |  | SIS | Neoga South | 210 | 210 |  |  |  |  | 0 | 0 | 0 | 0
S1058 | Done |  |  |  | 2026-08-01 | METC | Calhoun |  |  | MI |  |  |  | SIS | Stonehill Substation 138kV | 100 | 100 |  |  |  | 2022-03-30 | 0 | 0 | 0 | 0
S1059 | Done | 2024-07-26 |  |  | 2027-01-30 | ITC | Tuscola |  |  | MI |  |  |  | SIS | Dixon 120kV - Bus # 265182 | 100.3 | 100.3 |  |  |  | 2013-11-18 | 0 | 0 | 0 | 0
S1060 | Done | 2024-07-25 |  |  | 2026-02-01 | METC | Shiawasse |  |  | MI |  |  |  | SIS | Gross 138kV - Bus #256155 | 149 | 149 |  |  |  |  | 0 | 0 | 0 | 0
S1061 | Active | 2024-08-01 |  |  | 2026-09-30 | METC | Midland |  |  | MI |  |  |  | SIS | Redstone 138 kV - Bus #256543 | 50 | 50 |  |  |  | 2026-09-30 | 0 | 0 | 0 | 0
S1062 | Done | 2024-08-15 |  |  | 2026-10-15 | METC | Branch |  |  | MI |  |  |  | SIS | New Byers 138kV | 75 | 75 |  |  |  |  | 0 | 0 | 0 | 0
S1063 | Done | 2024-08-28 |  |  | 2027-09-30 | METC | Calhoun |  |  | MI |  |  |  | SIS | Verona - Foundry 138kV | 70 | 70 |  |  | Under Construction | 2027-09-30 | 0 | 0 | 0 | 0
S1064 | Withdrawn | 2024-09-06 | 2026-06-23 |  | 2026-11-01 | OTTER TAIL POWER COMPANY |  |  |  | ND |  |  |  | SIS | EDGE SS9 41.6 kV | 20 | 20 |  |  |  |  | 0 | 0 | 0 | 0
S1065 | Active | 2024-10-07 |  |  | 2028-09-30 | ITC | Washtenaw County |  |  | MI |  |  |  | SIS | Majestic 345kV to Milan 345kV | 76.5 | 76.5 |  |  |  | 2028-09-30 | 0 | 0 | 0 | 0
S1066 | Done | 2024-10-07 |  |  | 2027-09-30 | METC | Lenawee County |  |  | MI |  |  |  | SIS |  | 75 | 75 |  |  |  |  | 0 | 0 | 0 | 0
S1067 | Done | 2024-10-02 |  |  | 2027-09-30 | ITC | Washtenaw |  |  | MI |  |  |  | SIS | Majestic- Lemoyne 345 kV | 75 | 75 |  |  |  |  | 0 | 0 | 0 | 0
S1068 | Active |  |  |  | 2027-01-01 | ITC | Hillsdale |  |  | MI |  |  |  | SIS | Cronk Road | 150 | 150 |  |  |  |  | 0 | 0 | 0 | 0
S1069 | Done | 2024-11-01 |  |  | 2027-01-01 | ITC | Montcalm |  |  | MI |  |  |  | SIS | Eureka to Vestaburg 138kV | 200 | 200 |  |  |  |  | 0 | 0 | 0 | 0
S1070 | Done |  |  |  | 2025-08-01 | ITC MIDWEST | Union |  |  | IA |  |  |  | SIS | ROUNDHOUSEJ1 | 40 | 40 |  |  |  |  | 0 | 0 | 0 | 0
S1071 | Done | 2024-11-15 |  |  | 2025-11-07 | ITC MIDWEST | Lee |  |  | IA |  |  |  | SIS | Wever - Burlington 161 kV | 120 | 120 |  |  |  |  | 0 | 0 | 0 | 0
S1072 | Active | 2024-12-05 |  |  | 2025-08-15 | NORTHERN STATES POWER COMPANY | Sherburne |  |  | MN |  |  |  | SIS | Sherburne 345kV | 10 | 10 |  |  |  |  | 0 | 0 | 0 | 0
S1073 | Active | 2025-02-19 |  |  | 2026-08-31 | BIG RIVERS ELECTRIC CORPORATION BREC | Webster |  |  | KY |  |  |  | SIS | Hopkins to Reid EVH 161kV | 75 | 75 |  |  |  |  | 0 | 0 | 0 | 0
S1074 | Active | 2025-02-28 |  |  | 2027-09-30 | ENTERGY ARKANSAS, LLC | Phillips |  |  | AR |  |  |  | SIS | Ritchie Plant 230 kV Substation | 200 | 200 |  |  |  |  | 0 | 0 | 0 | 0
S1075 | Active | 2024-12-20 |  |  | 2027-12-27 | NORTHERN INDIANA PUBLIC SERVICE COMPANY LLC | Jasper and Starke |  |  | IN |  |  |  | SIS | Hinshaw 345 kV | 100 | 100 |  |  |  |  | 0 | 0 | 0 | 0
S1076 | Active | 2025-01-07 |  |  | 2027-08-31 | ENTERGY LOUISIANA, LLC ELTO | Tangipahoa Parish |  |  | LA |  |  |  | SIS | Amite 115kV | 80 | 80 |  |  |  |  | 0 | 0 | 0 | 0
S1077 | Active | 2025-01-13 |  |  | 2029-09-01 | AMEREN ILLINOIS | St. Clair |  |  | IL |  |  |  | SIS | Fayetteville Bee Hollow Road | 150 | 150 | Battery Storage | Battery Storage |  |  | 0 | 0 | 0 | 0
S1078 | Active | 2025-02-18 |  |  | 2027-06-15 | ITC MIDWEST | Rock |  |  | MN |  |  |  | SIS | Magnolia | 72 | 72 | Battery Storage | Battery Storage |  | 2028-02-28 | 0 | 0 | 0 | 0
S1079 | Active | 2025-03-25 |  |  | 2028-07-30 | NORTHERN STATES POWER COMPANY | Cass |  |  | ND |  |  |  | SIS | BISON | 200 | 200 | Battery Storage | Battery Storage |  | 2028-02-28 | 0 | 0 | 0 | 0
S1080 | Active | 2025-01-14 |  |  | 2028-07-30 | SOUTHERN MINNESOTA MUNICIPAL POWER AGENCY | Martin |  |  | MN |  |  |  | SIS | Rutland | 150 | 150 | Battery Storage | Battery Storage |  |  | 0 | 0 | 0 | 0
S1081 | Active | 2025-01-13 |  |  | 2028-04-30 | METC | Muskegon |  |  | MI |  |  |  | SIS | DU PONT - WHITE LAKE 138.0kV | 100 | 100 | Battery Storage | Battery Storage |  | 2029-05-12 | 0 | 0 | 0 | 0
S1082 | Active | 2025-01-13 |  |  | 2028-04-30 | METC | Muskegon |  |  | MI |  |  |  | SIS | DU PONT - WHITE LAKE 138.0kV | 50 | 50 | Battery Storage | Battery Storage |  | 2029-05-12 | 0 | 0 | 0 | 0
S1083 | Withdrawn | 2025-01-14 | 2026-03-24 |  | 2029-09-12 | BIG RIVERS ELECTRIC CORPORATION | Hancock |  |  | KY |  |  |  | SIS | Skillman | 100 | 100 | Battery Storage | Battery Storage |  |  | 0 | 0 | 0 | 0
S1084 | Active | 2025-01-13 |  |  | 2029-09-01 | HOOSIER ENERGY | Greene |  |  | IN |  |  |  | SIS | Worthington | 150 | 150 | Battery Storage | Battery Storage |  |  | 0 | 0 | 0 | 0
S1085 | Active | 2025-01-14 |  |  | 2028-07-01 | NORTHERN STATES POWER COMPANY | Nobles |  |  | MN |  |  |  | SIS | NOBLES COUNTY | 200 | 200 | Battery Storage | Battery Storage |  | 2028-07-01 | 0 | 0 | 0 | 0
S1086 | Active | 2025-02-18 |  |  | 2026-12-01 |  | Stoddard |  |  | MO |  |  |  | SIS | Stoddard - Morley 161kV | 225 | 225 |  |  |  |  | 0 | 0 | 0 | 0
S1087 | Active | 2025-02-18 |  |  | 2026-06-01 | ITC MIDWEST | Clinton | [6 empty] | SIS | Rock Creek 345 kV | 150 | 150 |  |  |  |  | 0 | 0 | 0 | 0
S1088 | Active | 2025-03-17 |  |  | 2027-06-30 | GREAT RIVER ENERGY | Benton |  |  | MN |  |  |  | SIS | GRE-BENTON 7 115kV | 100 | 100 | Battery Storage | Battery Storage |  |  | 0 | 0 | 0 | 0
S1090 | Active | 2025-01-31 |  |  | 2026-09-24 | AMERICAN TRANSMISSION COMPANY | Kenosha |  |  | WI |  |  |  | SIS | EAST PARIS | 133 | 133 | Gas | Combustion Turbine (Simple Cycle) |  |  | 0 | 0 | 0 | 0
S1091 | Active | 2025-02-19 |  |  | 2026-06-01 | AMEREN MISSOURI | Cape Girardeau |  |  | MO |  |  |  | SIS | Adna 345 kV | 200 | 200 |  |  |  |  | 0 | 0 | 0 | 0
S1092 | Pending Revision Approval | 2025-03-04 |  |  | 2027-09-01 | AMERICAN TRANSMISSION COMPANY | Lafayette |  |  | WI |  |  |  | SIS | Falcon | 98 | 98 | Battery Storage | Battery Storage |  |  | 0 | 0 | 0 | 0
S1093 | Withdrawn | 2025-03-06 | 2026-06-18 |  | 2027-09-01 | ITC MIDWEST | Mitchell |  |  | IA |  |  |  | SIS | Mitchell County | 202 | 202 | Battery Storage | Battery Storage |  |  | 0 | 0 | 0 | 0
S1094 | Active | 2025-04-08 |  |  | 2026-10-31 | ENTERGY ARKANSAS, LLC EATO | Crittenden |  |  | AR |  |  |  | SIS | BOB WHITE | 180 | 180 | Battery Storage | Battery Storage |  | 2028-03-03 | 0 | 0 | 0 | 0
S1095 | Pending Transfer | 2025-04-22 |  |  | 2027-05-28 | AMEREN TRANSMISSION COMPANY OF ILLINOIS | Perry |  |  | IL |  |  |  | SIS | 7ASTER - 7CMDR 345.0kV | 200 | 200 | Battery Storage | Battery Storage |  |  | 0 | 0 | 0 | 0
S1096 | Active | 2025-05-20 |  |  | 2028-02-01 | AMERICAN TRANSMISSION COMPANY | Wood |  |  | WI |  |  |  | SIS | Saratoga - Badger West 138.0kV | 50.3 | 50.3 | Battery Storage | Solar/Battery |  |  | 0 | 0 | 0 | 0
S1097 | Active | 2025-05-23 |  |  | 2027-06-30 | AMEREN ILLINOIS | Vermilion |  |  | IL |  |  |  | SIS | Tilton Switchyard | 188 | 188 | Solar | Photovoltaic |  |  | 0 | 0 | 0 | 0
S1098 | Withdrawn | 2025-05-30 | 2025-12-18 |  | 2027-01-01 | MINNESOTA POWER INC. | Itasca |  |  | MN |  |  |  | SIS | Boswell 230kV | 85.01 | 85.01 | Solar | Photovoltaic |  |  | 0 | 0 | 0 | 0
S1100 | Active | 2025-06-18 |  |  | 2027-10-31 | ENTERGY ARKANSAS, LLC EATO | Mississippi |  |  | AR |  |  |  | SIS | BLYTHEVILLE I-55 - AECC BLYTHEVILLE NORTH 161.0kV | 200 | 200 | Battery Storage | Battery Storage |  | 2028-04-21 | 0 | 0 | 0 | 0
S1101 | Active | 2025-06-16 |  |  | 2027-10-31 | ENTERGY ARKANSAS, LLC EATO | St. Francis |  |  | AR |  |  |  | SIS | BRINKLEY EAST - AECC AUBREY 230.0kV | 200 | 200 | Battery Storage | Battery Storage |  | 2028-01-20 | 0 | 0 | 0 | 0
S1102 | Pending Transfer | 2025-06-16 |  |  | 2026-06-30 | DUKE ENERGY INDIANA, LLC CIN | Cass |  |  | IN |  |  |  | SIS | Walton 230 | 200 | 200 | Battery Storage | Battery Storage |  |  | 0 | 0 | 0 | 0
S1103 | Active | 2025-06-17 |  |  | 2026-06-01 | AMEREN ILLINOIS | Perry |  |  | IL |  |  |  |  | Aster 138kV Station | 100 | 100 | Battery Storage | Battery Storage |  |  | 0 | 0 | 0 | 0
S1104 | Active | 2025-07-28 |  |  | 2026-06-30 | AMEREN ILLINOIS | Fayette |  |  | IL |  |  |  | SIS | Ramsey | 100 | 100 | Battery Storage | Battery Storage |  |  | 0 | 0 | 0 | 0
S1105 | Withdrawn | 2025-06-24 | 2025-10-27 |  | 2028-03-01 | ENTERGY ARKANSAS, LLC | Lonoke |  |  | AR |  |  |  | SIS | KEO EHV | 300 | 300 | Battery Storage | Battery Storage |  |  | 0 | 0 | 0 | 0
S1107 | Active | 2025-07-08 |  |  | 2026-06-01 | ITC MIDWEST | Clinton |  |  | IA |  |  |  | SIS | Calamus East | 200 | 200 | Battery Storage | Battery Storage |  | 2028-03-01 | 0 | 0 | 0 | 0
S1108 | Active | 2025-07-18 |  |  | 2027-06-30 | NORTHERN INDIANA PUBLIC SERVICE COMPANY LLC NIPS | LaGrange |  |  | IN |  |  |  | SIS | LAGRANGE | 100 | 100 | Battery Storage | Battery Storage |  |  | 0 | 0 | 0 | 0
S1109 | Active | 2025-07-11 |  |  | 2026-09-30 | ITC MIDWEST | Kossuth |  |  | IA |  |  |  | SIS | Bison | 75 | 75 | Battery Storage | Battery Storage |  |  | 0 | 0 | 0 | 0
S1110 | Active | 2025-08-22 |  |  | 2027-02-01 | NORTHERN STATES POWER COMPANY | Chisago |  |  | MN |  |  |  | SIS | CHISAGO COUNTY | 100 | 100 | Battery Storage | Battery Storage |  | 2027-01-31 | 0 | 0 | 0 | 0
S1111 | Active | 2025-07-31 |  |  | 2027-09-01 | MIDAMERICAN ENERGY CO. MEC | Adair |  |  | IA |  |  |  | SIS | ORIENT | 263 | 263 | Hybrid | Combustion Turbine (Simple Cycle) |  |  | 0 | 0 | 0 | 0
S1112 | Active | 2025-08-11 |  |  | 2027-09-30 | SOUTHERN INDIANA GAS & ELECTRIC COMPANY D/B/A CENTERPOINT ENERGY INDIANA SOUTH | Pike |  |  | IN |  |  |  | SIS | Cato 138/69kV (facilities above 100kV) | 130 | 130 | Battery Storage | Battery Storage |  | 2027-04-01 | 0 | 0 | 0 | 0
S1113 | Active | 2025-08-26 |  |  | 2026-08-30 | ITC MIDWEST | Franklin |  |  | IA |  |  |  | SIS | Quinn | 200 | 200 | Battery Storage | Battery Storage |  |  | 0 | 0 | 0 | 0
S1114 | Active | 2025-08-19 |  |  | 2028-09-30 | AMEREN ILLINOIS | Scott |  |  | IL |  |  |  | SIS | Alsey Generation Station | 168.8 | 168.8 | Solar | Photovoltaic |  |  | 0 | 0 | 0 | 0
S1116 | Active | 2025-08-31 |  |  | 2027-06-01 | ENTERGY MISSISSIPPI, LLC. EMTO | Tallahatchie |  |  | MS |  |  |  | SIS | WEBB | 100 | 100 | Battery Storage | Battery Storage |  | 2027-06-01 | 0 | 0 | 0 | 0
S1117 | Active | 2025-08-31 |  |  | 2028-06-01 | ENTERGY ARKANSAS, LLC EATO | New Madrid |  |  | MO |  |  |  | SIS | Marston 161 kV | 200 | 200 | Battery Storage | Battery Storage |  | 2027-09-15 | 0 | 0 | 0 | 0
S1120 | Active | 2025-09-08 |  |  | 2027-07-15 | DUKE ENERGY INDIANA, LLC | Knox |  |  | IN |  |  |  | SIS | Edwardsport - Washington Mun | 150 | 150 | Battery Storage | Solar/Battery |  |  | 0 | 0 | 0 | 0
S1123 | Active | 2025-10-21 |  |  | 2027-03-29 | CLECO POWER LLC CLEC | Beauregard |  |  | LA |  |  |  | SIS | Cole - Penton Road 230.0kV | 200 | 200 | Battery Storage | Battery Storage |  |  | 0 | 0 | 0 | 0
S1125 | Active | 2025-10-20 |  |  | 2028-03-31 | ENTERGY ARKANSAS, LLC | St. Francis |  |  | AR |  |  |  | SIS | WEST MEMPHIS EHV - KEO EHV 500.0kV | 400 | 400 | Battery Storage | Solar/Battery |  |  | 0 | 0 | 0 | 0
S1126 | Active | 2025-10-23 |  |  | 2029-05-31 | DUKE ENERGY INDIANA, LLC CIN | Knox |  |  | IN |  |  |  | SIS | Edwardsport Station IGCC | 50 | 50 | Battery Storage | Battery Storage |  |  | 0 | 0 | 0 | 0
S1127 | Active | 2025-11-10 |  |  | 2027-06-01 | ENTERGY MISSISSIPPI, LLC. EMTO | Washington |  |  | MS |  |  |  | SIS | GERALD ANDRUS SES SWYD - TINNIN ROAD 230.0kV | 170 | 170 | Battery Storage | Battery Storage |  | 2030-06-01 | 0 | 0 | 0 | 0
S1128 | Active | 2025-11-20 |  |  | 2030-05-10 |  | Sangamon |  |  | IL |  |  |  | SIS | 343515 Chatham Main - 346555 North Aurburn (Ameren) 138.0kV | 100 | 100 | Battery Storage | Battery Storage |  |  | 0 | 0 | 0 | 0
S1129 | Active | 2025-10-07 |  |  | 2026-03-21 | AMERICAN TRANSMISSION COMPANY | Portage |  |  | WI |  |  |  | SIS | Arnott - Golden Sands 138.0kV | 50.31 | 50.31 | Battery Storage | Battery Storage |  |  | 0 | 0 | 0 | 0
S1130 | Active | 2026-01-29 |  |  | 2027-03-15 | METC |  |  |  | MI |  |  |  | SIS |  | 225 | 225 |  |  |  |  | 0 | 0 | 0 | 0
S1131 | Active | 2025-11-11 |  |  | 2027-12-01 | AMEREN ILLINOIS | Perry |  |  | IL |  |  |  | SIS | 7JORD - 7CMDR 345.0kV | 200 | 200 | Battery Storage | Battery Storage |  |  | 0 | 0 | 0 | 0
S1132 | Active | 2025-09-12 |  |  | 2027-05-01 | AMERICAN TRANSMISSION COMPANY | Walworth |  |  | WI |  |  |  | SIS | North Creek 138kV Station | 250 | 250 | Gas | Combustion Turbine (Simple Cycle) |  |  | 0 | 0 | 0 | 0
S1133 | Active | 2026-02-11 |  |  | 2029-01-09 | ENTERGY LOUISIANA, LLC | Sangamon |  |  | LA |  |  |  | SIS | 343515 Chatham Main - 346555 North Aurburn (Ameren) 138.0kV | 200 | 200 |  |  |  |  | 0 | 0 | 0 | 0
S1134 | Active | 2025-12-24 |  |  | 2028-01-03 | ENTERGY MISSISSIPPI, LLC. | DeSoto |  |  | MS | DPP-2026 | South |  | SIS | TWINKLETOWN | 100 | 100 | Battery Storage | Battery Storage |  |  | 0 | 0 | 0 | 0
S1135 | Active | 2025-12-23 |  |  | 2028-04-30 | ITC MIDWEST | Mower |  |  | MN | DPP-2026 | West |  | SIS | Adams | 100 | 100 | Battery Storage | Battery Storage |  |  | 0 | 0 | 0 | 0
S1136 | Active | 2025-12-19 |  |  | 2026-12-04 | METC |  |  |  | MI |  |  |  | SIS |  | 100 | 100 |  |  |  |  | 0 | 0 | 0 | 0
S1137 | Active | 2025-12-05 |  |  | 2028-06-01 | ENTERGY LOUISIANA, LLC |  |  |  | LA |  |  |  | SIS |  | 150 | 150 |  |  |  |  | 0 | 0 | 0 | 0
S1138 | Active | 2025-12-13 |  |  | 2027-03-27 | METC |  |  |  | MI |  |  |  | SIS |  | 100 | 100 |  |  |  |  | 0 | 0 | 0 | 0
S1139 | Active | 2026-03-04 |  |  | 2027-09-01 | COOPERATIVE ENERGY |  |  |  | MS |  |  |  | SIS |  | 96 | 96 |  |  |  |  | 0 | 0 | 0 | 0
S1140 | Active | 2026-03-07 |  |  | 2028-06-01 | GREAT RIVER ENERGY | Clinton |  |  | MN |  |  |  | SIS | Calamus East | 200 | 200 |  |  |  |  | 0 | 0 | 0 | 0
S1141 | Active | 2025-08-26 |  |  | 2028-09-01 | ENTERGY MISSISSIPPI, LLC. | Hinds |  |  | MS |  |  |  | SIS | TINNIN ROAD | 150 | 150 | Battery Storage | Battery Storage |  |  | 0 | 0 | 0 | 0
S1142 | Active | 2026-01-30 |  |  | 2027-08-20 | ENTERGY LOUISIANA, LLC ELTO | East Feliciana |  |  | LA | DPP-2026 | South |  | SIS | MOLER - COLFEL 230.0kV | 300 | 300 | Battery Storage | Battery Storage |  |  | 0 | 0 | 0 | 0
S1143 | Active | 2026-01-20 |  |  | 2027-12-31 | AMEREN ILLINOIS |  |  |  | IL | NO_CYCLE | NO_GROUP |  | SIS |  | 135 | 135 |  |  |  |  | 0 | 0 | 0 | 0
S1144 | Active | 2026-02-10 |  |  | 2028-03-31 | METC |  |  |  | MI |  |  |  | SIS |  | 200 | 200 |  |  |  |  | 0 | 0 | 0 | 0
S1145 | Active | 2025-10-30 |  |  | 2029-07-31 | ITC | Huron |  |  | MI | NO_CYCLE | NO_GROUP |  | SIS | Harvest Wind Point Tap 120 kV | 100 | 100 | Battery Storage | Solar/Battery |  |  | 0 | 0 | 0 | 0
S1146 | Active | 2026-03-16 |  |  | 2029-06-01 | ITC | Muskegon |  |  | MI |  |  |  | SIS | DU PONT - WHITE LAKE 138.0kV | 125 | 125 |  |  |  |  | 0 | 0 | 0 | 0
S1147 | Active | 2026-01-17 |  |  | 2027-01-07 | METC |  |  |  | MI | NO_CYCLE | NO_GROUP |  | SIS |  | 132 | 132 |  |  |  |  | 0 | 0 | 0 | 0
S1148 | Active | 2026-01-09 |  |  | 2027-10-01 | NORTHERN STATES POWER COMPANY | Rock |  |  | MN | NO_CYCLE | NO_GROUP |  | SIS | Magnolia | 230 | 230 |  |  |  |  | 0 | 0 | 0 | 0
S1149 | Active | 2026-02-09 |  |  | 2028-08-01 | AMEREN ILLINOIS |  |  |  | IL | NO_CYCLE | NO_GROUP |  | SIS |  | 80 | 80 |  |  |  |  | 0 | 0 | 0 | 0
S1150 | Active | 2026-03-24 |  |  | 2028-08-01 | AMEREN ILLINOIS |  |  |  | IL | NO_CYCLE | NO_GROUP |  | SIS |  | 80 | 80 |  |  |  |  | 0 | 0 | 0 | 0
S1151 | Active | 2025-11-19 |  |  | 2028-03-31 | AMERICAN TRANSMISSION COMPANY | Jefferson |  |  | WI |  |  |  | SIS | University (UWW) | 109 | 109 | Solar | Photovoltaic |  |  | 0 | 0 | 0 | 0
S1152 | Active | 2026-04-15 |  |  | 2028-07-03 | AMEREN MISSOURI |  |  |  | MO |  |  |  | SIS |  | 139 | 139 |  |  |  |  | 0 | 0 | 0 | 0
S1153 | Active | 2025-11-04 |  |  | 2026-06-01 | AMERICAN TRANSMISSION COMPANY | Waushara |  |  | WI |  |  |  | SIS | Sand Lake 138kV | 100 | 100 | Battery Storage | Battery Storage |  |  | 0 | 0 | 0 | 0
S1154 | Active | 2026-03-10 |  |  | 2029-12-01 | GREAT RIVER ENERGY |  |  |  | MN | NO_CYCLE | NO_GROUP |  | SIS |  | 150 | 150 |  |  |  |  | 0 | 0 | 0 | 0
S1155 | Active | 2026-03-13 |  |  | 2028-05-31 | AMEREN MISSOURI |  |  |  | MO |  |  |  | SIS |  | 200 | 200 |  |  |  |  | 0 | 0 | 0 | 0
S1156 | Active | 2026-04-13 |  |  | 2026-08-29 | ENTERGY TEXAS, INC. ETTO |  |  |  | TX |  |  |  | SIS |  | 632 | 632 |  |  |  |  | 0 | 0 | 0 | 0
S1157 | Active | 2026-04-13 |  |  | 2026-08-29 | ENTERGY TEXAS, INC. ETTO |  |  |  | TX |  |  |  | SIS |  | 534 | 534 |  |  |  |  | 0 | 0 | 0 | 0
S1158 | Active | 2026-02-06 |  |  | 2028-06-01 | AMERICAN TRANSMISSION COMPANY | Story |  |  | WI |  |  |  | SIS | Story County | 99 | 99 |  |  |  |  | 0 | 0 | 0 | 0
S1159 | Active | 2026-02-27 |  |  | 2028-08-01 | AMERICAN TRANSMISSION COMPANY |  |  |  | WI | NO_CYCLE | NO_GROUP |  | SIS |  | 100 | 100 |  |  |  |  | 0 | 0 | 0 | 0
S1160 | Active | 2026-03-28 |  |  | 2028-09-30 | OTTER TAIL POWER COMPANY OTP |  |  |  | SD | NO_CYCLE | NO_GROUP |  | SIS |  | 150 | 150 |  |  |  |  | 0 | 0 | 0 | 0
S1161 | Active | 2026-03-24 |  |  | 2025-08-01 | ENTERGY ARKANSAS, LLC EATO |  |  |  | AR | NO_CYCLE | NO_GROUP |  | SIS |  | 625 | 625 |  |  |  |  | 0 | 0 | 0 | 0
S1162 | Active | 2026-03-20 |  |  | 2029-03-01 | ENTERGY ARKANSAS, LLC EATO |  |  |  | AR | NO_CYCLE | NO_GROUP |  | SIS |  | 390 | 390 |  |  |  |  | 0 | 0 | 0 | 0
S1163 | Active | 2026-02-16 |  |  | 2028-05-01 | NORTHERN INDIANA PUBLIC SERVICE COMPANY LLC | Newton |  |  | IN | DPP-2026 | Central |  | SIS | MORRISON DITCH | 150 | 150 | Battery Storage | Battery Storage |  |  | 0 | 0 | 0 | 0
S1164 | Active | 2026-05-11 |  |  | 2028-08-03 | ENTERGY ARKANSAS INC. EAI | MIssissippi |  |  | AR | NO_CYCLE | NO_GROUP |  | SIS | Dell - Manila 161 kV | 200 | 200 |  |  |  |  | 0 | 0 | 0 | 0
S1165 | Active | 2026-03-31 |  |  | 2027-08-31 | AMERICAN TRANSMISSION COMPANY |  |  |  | WI | NO_CYCLE | NO_GROUP |  | SIS |  | 75 | 75 |  |  |  |  | 0 | 0 | 0 | 0
S1166 | Active | 2026-05-04 |  |  | 2029-05-01 | NORTHERN STATES POWER COMPANY |  |  |  | MN | NO_CYCLE | NO_GROUP |  | SIS |  | 108.93 | 108.93 |  |  |  |  | 0 | 0 | 0 | 0
S1167 | Active | 2026-07-02 |  |  | 2030-06-01 | AMEREN ILLINOIS | Coles |  |  | IL | NO_CYCLE | NO_GROUP |  | SIS | Greenway 138 kV | 99 | 99 |  |  |  |  | 0 | 0 | 0 | 0
S1168 | Active | 2026-07-02 |  |  | 2030-06-01 | AMEREN ILLINOIS | Marion |  |  | IL | NO_CYCLE | NO_GROUP |  | SIS | Finks 138 kV | 99 | 99 |  |  |  |  | 0 | 0 | 0 | 0
S1169 | Active | 2026-02-11 |  |  | 2027-09-15 | ENTERGY LOUISIANA, LLC ELTO | Washington |  |  | LA | DPP-2026 | South |  | SIS | BOGALUSA - TALISHEEK (LAGEN) 230.0kV | 100 | 100 | Battery Storage | Solar/Battery |  |  | 0 | 0 | 0 | 0
S1170 | Active | 2025-06-27 |  |  | 2028-03-01 | ENTERGY ARKANSAS, LLC EATO | Union |  |  | AR |  |  |  | SIS | HUTTIG SS - STRONG SS 115.0kV | 100 | 100 | Battery Storage | Battery Storage |  |  | 0 | 0 | 0 | 0
S1171 | Active | 2026-05-26 |  |  | 2028-06-30 | ENTERGY ARKANSAS, LLC EATO |  |  |  |  | NO_CYCLE | NO_GROUP |  | SIS | White Bluff EHV 500MW | 0 | 0 |  |  |  |  | 0 | 0 | 0 | 0
69 |  |  | 41 | 23 |  |  | 69 | [17 empty] | 5281.18

## Sheet1
Project #
Request Status
Queue Date
Withdrawn Date
Done Date
Appl In Service Date
Transmission Owner
County
State
Study Cycle
Study Group
Study Phase
Service Type
POI Name
Summer MW
Winter MW
Fuel
Generating Facility
Post GIA Status
Negotiated In Service Date
Decision Point 1 ERIS MW
Decision Point 1 NRIS MW
Decision Point 2 ERIS MW
Decision Point 2 NRIS MW

## Fuel Types
Row Labels | Count of Project #
Battery Storage | 738
Active | 248
Done | 27
Pending Revision Approval | 18
Pending Transfer | 5
Withdrawn | 440
Biomass | 1
Active | 1
Coal | 2
Done | 1
Withdrawn | 1
Combined Cycle | 9
Done | 3
Withdrawn | 6
Compressed Air Storage | 1
Active | 1
Diesel | 4
Active | 1
Done | 2
Withdrawn | 1
Gas | 121
Active | 49
Done | 17
Pending Revision Approval | 3
Pending Transfer | 1
Withdrawn | 51
High Voltage DC | 3
Withdrawn | 3
Hybrid | 372
Active | 105
Done | 31
Pending Revision Approval | 10
Pending Transfer | 2
Withdrawn | 224
Hydro | 5
Active | 1
Done | 2
Withdrawn | 2
Nuclear | 8
Active | 8
Solar | 1763
Active | 337
Done | 335
Pending Revision Approval | 39
Withdrawn | 1052
Waste Heat Recovery | 6
Active | 2
Done | 1
Withdrawn | 3
Wind | 521
Active | 134
Done | 62
Pending Revision Approval | 7
Withdrawn | 318
(blank) | 268
Active | 143
Done | 82
Pending Transfer | 1
Withdrawn | 42
(blank)
Grand Total | 3822

## Status
Row Labels | Count of Fuel
Active | 887 | 887 | 24.96%
Done | 481 | 481 | 13.53%
Pending Revision Approval | 77 | 77 | 2.167%
Pending Transfer | 8 | 8 | 0.2251%
Withdrawn | 2101 | 2101 | 59.12%
(blank)
Grand Total | 3554 | 3554